## PCOM EST
Division:HYB | [7 empty] | 2024-25
Department:S&T | [7 empty] | PCOM/SC's Fund
Estimate No. Y/SG/Est/23-24/89
DETAILED ESTIMATE
Name of the work: Hyderabad Division-:- Railnilayam - Repairs/Renovation of PCOM/SC office in 2nd floor, A-Block, Railnilayam - Telecom Arrangeents
Sl. No. | Description | Qty | Unit | Rate in Rs. | Cost in Rs. |  | Total in Rs. | Reference
[5 empty] | Cash | Stock
1 | Supply and laying of CAT 6 UTP cable Dlink/Amp/Molex | 4 | box | 7080 | 28320 | 0 | 28320 | AFX/W.14/03/21-22. Dt. 26-07-2021 (CCTV -RPF) item No.1
2 | Supply and fixing of 25 mm pvc pipe in the walls conceal as required by the railways at site | 100 | RMT | 78 | 7800 | 0 | 7800 | A/FX/E-003/24-25. Dt.05-4-24 Zonal Tele Hqrs) item No 10
3 | supply and fixing of fully loded Loaded shutter type I/O/ keystone 4 modular Box with back Box PVC/MS as per site requirement | 16 | no | 1480 | 23680 | 0 | 23680 | Quotation (Conference hall of PCEE's office in 7th floor of RN
4 | Supply & fixing of 40 mm PVC Pipes in the walls conseal as required by the Railways | 50 | RMT | 163 | 8150 | 0 | 8150 | AFX/S&T/P-528/2021-22 Dt. 15.02.2022 ( Zonal Tele SC-MUE) Item No 22
5 | Supply & laying of TV Co-axial cable RG-6 (Make: Deltone/Finolex/Comscope) in the PVC Casing/ PVC/ Pipes/Channels.-per Metre | 200 | RMT | 42 | 8400 | 0 | 8400 | A/FX/E-003/24-25. Dt.05-4-24 Zonal Tele Hqrs) item No 50
6 | supply of Multi Cord Binders SIZE 16 mm Make:MX or better (1.5 mts length) | 3 | Nos. | 545 | 1635 | 0 | 1635 | .. Do.. item No 73
7 | Supply and installation of 1 KVA UPS with 30 minutes backup Make: Aplab/ Emmerson/Numeric/APC/Libert.) | 1 | Nos. | 7000 | 7000 | 0 | 7000 | AFX/S&T/P-12/2021-22 dt 05.04.2021 (Strengthening of Railnet Railnilayam) Item No:15
8 | Supply of 1:4 HDMI® Distribution Amplifier Make: Make:Aten/Extron/Crestron | 1 | Nos | 38000 | 38000 | 0 | 38000 | Quotation
9 | Supply of Active High speed HDMI cable with Eternet 15 Mtrs 4K@60Hz (4:4:4) Aten | 1 | Nos | 17200 | 17200 | 0 | 17200 | AFX/Sr.DEE/TR/HYB/P-172/2022-23. Dt.08-08-2022 (TRD) Item No.F.8 | 21000
10 | Supply of Active High speed HDMI cable with Eternet 20 Mtrs 4K@60Hz (4:4:4) Aten | 2 | Nos. | 21000 | 42000 | 0 | 42000 | .--Do--Item No.F.9 | 17200
11 | supply and installation of Rukus Access point R650 with licence and 3 year support | 1 | Nos | 80709 | 80709 | 0 | 80709 | Quotation from RS IT Consultenacy 26-6-2024 item No.3 | supply and installation of Rukus Access point R650 with licence and 3 year support
12 | supply and installation of 24 fiber FDMS | 2 | Nos | 20250 | 40500 | 0 | 40500 | A/FX/IRISET/E-office Estt/21-22 Dt. 10.06.21 (OFC Ring Connectivity) part A-item no 13
13 | supply and installation of LC-LC/LC-SC fiber Patch cords 1 mtr | 10 | Nos | 250 | 2500 | 0 | 2500 | A/FX/E-5/23-24. Dt.13-4-23 (PCCM conf hall)- item No 53
14 | Supply fixing or 15 u wall mount rack with Acessorie | 1 | Nos | 18500 | 18500 | 0 | 18500 | .. Do.. item No 63
15 | Supply and installation of 2 kva ups | 1 | Nos | 27022 | 27022 | 0 | 27022 | No.A/FX/E-62/23-24 Dt:16-08.2023(PCEE office renovation) item.No.41
16 | Supply of12V/26 AH -4 Nos along with connecting Cables | 1 | Nos | 11776 | 11776 | 0 | 11776 | .. Do.. item No 42
17 | Supply and installation of Battery Stand | 1 | Nos | 1770 | 1770 | 0 | 1770 | .. Do.. item No 43
18 | Supply of 100 X 25 mm aluminium race ways of 2mm thickness | 30 | RMT | 380 | 11400 | 0 | 11400 | No.A/FX/E-62/23-24 Dt:16-08.2023(PCEE office renovation) item.No.1
19 | Laying of 100X25mm aluminium race ways and fixing. Required couplings , clamps etc as per site requirement | 30 | Mtr. | 85 | 2550 | 0 | 2550 | .. Do.. item No 2
20 | Supply and fixing of MS junction boxes with steel plate cover of 2mm thick for covering the existing floor as per site requirementand and proper packing of junction box. | 3 | nos | 300 | 900 | 0 | 900 | .. Do.. item No 3
21 | Cutting of floor with cutting Machine for laying the pipes / cables as per the instructions of site supervisor | 30 | RMT | 250 | 7500 | 0 | 7500 | A/FX/E-003/24-25. Dt.05-4-24 Zonal Tele Hqrs) item No 68
22 | Supply of Finolex 1.5 sqmm 2 core armored speaker cable | 100 | Mtr | 100 | 10000 | 0 | 10000 | Quotation from Optonet 26-6-2024 item No.1
23 | Ynstallation, testing and commissioning of speakers and reconnection of the same | 1 | set | 29500 | 29500 | 0 | 29500 | .--Do-- Item No.2
24 | Repairing of SPA PCB Mainboard.CCSD-CU & -CURD | 1 | nos | 43223 | 43223 | 0 | 43223 | .--Do-- Item No.3
25 | Repairing of BU PACO | 1 | nos | 9853 | 9853 | 0 | 9853 | .--Do-- Item No.4
26 | Supply of 12 core single mode armoured optical fiber cable | 400 | RMT | 41.3 | 16520 | 0 | 16520 | AFX/S&T/E-17/ 2023-24. Dt. 05-06-23. (UW-1 Tele min amnities) Item No.17
27 | supplly and instalation of 24 port poe switch CBS 350 poe 195 W | 1 | nos | 38350 | 38350 | 0 | 38350 | No.A/FX/E-62/23-24 Dt:16-08.2023(PCEE office renovation) item.No.18
28 | supply and installation of DP to HDMI converter | 2 | nos | 2500 | 5000 | 0 | 5000 | AFX/W-I4/13/2021-22 Dt. 27-10.2021. (Firewall) Item No.
I | Total : |  |  |  | 539758 | 0 | 539758 |  |  | 19324373.9173 | 18784615.9173
II | Contengencies @ 1% |  |  |  | 5397.58 | 0 | 5397.58
| Grand Total (I+II) : |  |  |  | 545155.58 | 0 | 545155.58
JE/Drg SSE/Drg SSE/T/Divn Sr.DSTE/HYB
116586
| Supply and installation of access point perpetual license | 2 |  | 7500
29 | supply and installation of Rukus Acess point R350 | 1 | Nos | 39325.77 | 39325.77 |  | 39325.77 | A/FX/IRISET/e-office Estt/2021-22. Dt. 10-06-2021. (IRISET-OFC Ring connectivity)WiFi item No.1
30 | perpetual Licence for Ap registration for Access point | 1 | Nos | 7080 | 7080 |  | 7080 | .--Do-- item No 2 |  |  | wifi work

## PCSTE SCH 21.10.2024
S C H E D U L E
Name of the Work: Hyderabad division:- Renovation of PCSTE Chamber, officers chmbers (5 nos) and S&T control office at PCSTEs office,7th floor Railnilayam-Telecom arrangements
Sl. No. | Description | Qty |  |  | Unit | Rate in Rs. | Total in Rs. | INSPECTION | Reference
|  | PCSTE | PCOM | TOTAL
1 | Supply and installation of portable smart Dash board monitoring unit | 1 |  | 1 | No | 159987 | 159987 |  | PO No.LU245280100166 Dt.12-04-2024
2 | DTH recharge for Lumsum as per existing tariff plan | 7 |  | 7 | No | 7200 | 50400 |  | Quotation
3 | Supply and installation of smart LFD | 6 |  | 6 | No | 69390 | 416340 |  | A/FX/E-38/24-25. Dt. 09-07-2024 (PCEE's Conf hall & 4th floor) Item No.84
4 | Supply and installation of Professional Signage Display | 3 |  | 3 | No | 83200 | 249600 |  | Quotation from optonet technologiesDt.30-5-2024 item No.3
5 | Supply of UTP CAT 6 Cable (Roll is 305 Mtr) of D.LINKIAMP/KRONE | 7625 | 1220 | 8845 | Meter | 23.21 | 205292.45 |  | SOR-2024 Item No.1003 (g) | 23.2131 | 105148.75
6 | Supply & fixing of 15U rack. With locking front glass door and fully vented rear steel door, compatible with standard 19" accessories, | 1 |  | 1 | No | 18000 | 18000 |  | A/FX/E-38/24-25. Dt.09-07-2024 (PCEE's Conf.&,TRD 4th floor) item No:57
7 | Supply of 12 core single mode armoured optical fiber cable - | 600 | 400 | 1000 | RMT | 41.3 | 41300 |  | .--Do-- item No:54
8 | Supply and installation of rack mounted 12F FMS fiber part no.fms-1u 12FS 12FP | 4 |  | 4 | No | 9266 | 37064 |  | .--Do-- Item No 62
9 | supply and installation of 36" U rack with all acessories | 2 |  | 2 | No | 32300 | 64600 |  | A/FX/E-62/23-24. Dt.16-08-2023 (PCEE's CEGE chambers) item No:40
10 | Supply and installation of 2KVA UPS | 3 |  | 3 | No | 27022 | 81066 |  | A/FX/E-38/24-25. Dt.09-07-2024(PCEE's office in 7th floor,TRD office, 4th floor) item no:78
11 | Supply and installation of 12V/26 AH -4 nos along with connecting cables | 3 | 1 | 4 | No | 11776 | 47104 |  | .--Do-- Item No 79
12 | Supply and installation of MS stand, interconnectors etc for above 2 KVA on line UPS system | 3 | 1 | 4 | No | 1770 | 7080 |  | .--Do-- Item No 80
13 | Supply of 4 Port True 4K HDMI Splitter VS184B Make :ATEN | 2 |  | 2 | Nos | 26485 | 52970 |  | A/FX/E-62/23-24. Dt.16-08-2023 (PCEE's CEGE chambers) item No:20
14 | Supply and installation of High end desk cum Presention system with license of 365 and Adobe | 1 |  | 1 | No | 168000 | 168000 |  | Quotation
15 | Supply of Kramer CA-HM-66, Active High Speed HDMI Cable with Ethernet 66' 20.00(M) 4K@60Hz (4:4:4) Make:kramer/creston/extron | 15 |  | 15 | Nos | 20874.2 | 313113 |  | A/FX/E-38/24-25. Dt.09-07-2024(PCEE's office in 7th floor,TRD office, 4th floor) item no:39
16 | supply and installation of SIP Video phone VP -59 | 1 |  | 1 | No | 72000 | 72000 |  | Quotation from Aeonix Technologies Dt. 20-08-2024
17 | Supply of 100 X 25/40 mm aluminium race ways of 2mm thickness with Top cover | 150 | 30 | 180 | Mtr | 380 | 68400 |  | A/FX/E-38/24-25. Dt.09-07-2024(PCEE's officeConf hall 7th floor,TRD office, 4th floor) item no:63
18 | Laying of 100X25/40mm aluminium race ways and fixing. Required couplings , clamps etc as per site requirement | 150 | 30 | 180 | Mtr | 85 | 15300 |  | .--Do-- item No:64
19 | Supply and fixing of MS junction boxes with steel plate cover of 2mm thick for covering the existing floor as per site requirementand and proper packing of junction box. | 25 | 3 | 28 | No | 300 | 8400 |  | .--Do-- Item No 65
20 | Cutting of floor with machine of 100 mm width X40mm depth trench for aluminium race ways with aluminium clamps/PVC Pipe with clamp at every 1 meter. and restoring the surface | 150 |  | 150 | Mtr. | 100 | 15000 |  | .--Do-- Item No 70
21 | supply and fixing of fully loded Loaded shutter type I/O/ keystone 4 modular Box with back Box PVC/MS as per site requirement Legrand/ Comscope/R&M | 100 | 16 | 116 | No | 1480 | 171680 |  | .--Do-- Item No 61
22 | Supply & fixing of 40 mm PVC Pipes conceld in the walls/floor/false cealing as required by the Railways. | 150 | 50 | 200 | RMT | 163 | 32600 |  | .--Do-- Item No 67
23 | Supply & fixing of 25 mm PVC Pipes conceld in the walls/floor/false cealing as required by the Railways. | 400 | 100 | 500 | RMT | 78 | 39000 |  | .--Do-- Item No 68
24 | Supply & fixing of PVC Flexible pipe of 25/40/50 mm dia sizes of Reputed make | 250 |  | 250 | RMT | 60 | 15000 |  | .--Do-- Item No 69
25 | Supply of RG-6 PVC Copper Co-axial cable (Make: Deltone / Finolex/Comscope) | 800 | 200 | 1000 | RMT | 42 | 42000 |  | …Do item No .60
26 | supply and installation of Rukus 650 with Required registration Licence and 3yr support | 5 | 1 | 6 | No | 80709.64 | 484257.84 |  | Quotation from RS IT Consultancy Services Dt. 26-06-2024. Item No. 3
27 | Supply and installation of office printer | 1 |  | 1 | No | 32000 | 32000 |  | Quotation
28 | Supply of 2 Port True 4K HDMI Splitter VS82H with USB power Make :ATEN | 8 |  | 8 | Nos | 12117.125 | 96937 |  | A/FX/E-62/23-24. Dt.16-08-2023 (PCEE's CEGE chambers) item No:22
29 | supply and installation of Huddle Discussion Table with Chairs (1+4)and 55" interactive flip Display as per user Reqirement, integration and connecting device ,cables in contractor scope only( Cubby,USB, HDMI, C tybe etc) | 1 | 1 | 2 | Job | 380000 | 760000 |  | Quotation
30 | supply of NUC PC i7 latest genetaion, 32GB RAM. 500 TB SSD,with Key board and Mouse. | 1 |  | 1 | No | 110000 | 110000 |  | A/FX/P-129/24-25 Dt. 30-7-24 (GM Discussion system) item No.2
31 | supply and installation of 4k wireless presentation make: Screen Beam Model No.1100plus | 2 |  | 2 | No | 193849.22 | 387698.44 |  | Quotation from BT Convergence Technoogy Dt. 19-07-2024
32 | Supply and installation of document scanner | 1 |  | 1 | No | 38000 | 38000 |  | Quotation
33 | Provision and laying cement concrete (including transportation of all the material). | 30 |  | 30 | cum | 5007 | 150210 |  | SOR 2024 item No: 2523 (a)
34 | supply of passive infrared sensor | 1 |  | 1 | No | 20100 | 20100 |  | Quotation from Optonet Dt-12-08-2024 (Extn of GMs cof hall) Item no.E-10
35 | supply of free space flush mount ceiling speakers 4 with ceiling sub woofer | 1 |  | 1 | Sets | 130000 | 130000 |  | .--Do-- Item No E-11
36 | supply of Network controlled player | 1 |  | 1 | No | 86000 | 86000 |  | .--Do-- Item No E-12
37 | supply and installation of 24 port poe switch CBS 350 0f 190 power budget | 5 |  | 5 | Nos | 38500 | 192500 |  | A/FX/E-38/24-25. Dt.09-07-2024(PCEE's officeConf hall 7th floor,TRD office, 4th floor) item no:51
38 | Supply and fixing of SC-LC/LC-LC patch cards(1mtr length) | 18 | 10 | 28 | pair | 250 | 7000 |  | …Do.. item No 44
39 | Supply of RJ 45 jack | 488 |  | 488 | Nos | 10.75 | 5246 |  | …Do item No 56
40 | supply of True RMS Digital Multimeter fluke-117 | 2 |  | 2 | nos | 18900 | 37800 |  | Qtn- Item no.1
41 | supply of Battery Powered 400A AC/DC True RMS Clamp Meter fluke-325 | 1 |  | 1 | nos | 23000 | 23000 |  | Qtn- Item no.2
42 | supply and installation of 4 x 4 4K HDMI HDBaseT-Lite Matrix Switch VM3404H | 1 |  | 1 | No | 96116 | 96116 |  | Qtn- Item no.3
43 | supply and installation of 4-Port True 4K HDMI Switch with Dual Output VS482B | 1 |  | 1 | nos | 28300 | 28300 |  | Qtn- Item no.4
44 | supply and installation of camlive HDMI to USB-C video capture card Aten UC3020 | 1 |  | 1 | Nos | 20000 | 20000 |  | Qtn- Item no.5
45 | Supply of Laser projector for VFL for fiber testing | 3 |  | 3 | Nos | 3500 | 10500 |  | Qtn- Item no.6
46 | supply of punch down tool for termination of LAN cables | 6 |  | 6 | Nos | 1800 | 10800 |  | Qtn- Item no.7
47 | supply of USB to LAN/RJ-45 Giga bit Lan converter. | 4 |  | 4 | nos | 2396 | 9584 |  | Qtn- Item no.8
48 | supply of HDMI to VGA converter Aten VC810 | 4 | 2 | 6 | nos | 2500 | 15000 |  | Qtn- Item no.9
49 | supply and installation of Preterminated single mode 24 fiber cassette with suitable Rack mountable bracket/holder Make: Legrand/ R&M /comscope | 6 |  | 6 | Nos | 31707 | 190242 |  | Qtn- Item no.10
50 | supply single Mode 24 fiber MPO to MPO 15 Mtr trunk cable Make: Legrand/ R&M /comscope | 4 |  | 4 | Nos | 8914 | 35656 |  | Qtn- Item no.11
51 | supply single Mode 24 fiber MPO to MPO 10 Mtr trunk cable Make: Legrand/ R&M /comscope | 4 |  | 4 | Nos | 7680 | 30720 |  | Qtn- Item no.12
52 | splicing of fiber cables | 60 |  | 60 | pair | 210 | 12600 |  | Qtn- Item no.13
53 | supply of Shieded RJ 45 jack Make: Dlink/3c3/Comscope | 200 |  | 200 | No | 30 | 6000 |  | Qtn- Item no.14
54 | supply of Multi Cord Binders SIZE 16 mm Make:MX or better (1.5 mts length) | 0 | 3 | 3 | Nos. | 545 | 1635 |  | A/FX/E-003/24-25. Dt.05-4-24 Zonal Tele Hqrs) item No 73
55 | Supply and installation of 1 KVA UPS with 30 minutes backup Make: Aplab/ Emmerson/Numeric/APC/Libert.) | 0 | 1 | 1 | Nos. | 7000 | 7000 |  | AFX/S&T/P-12/2021-22 dt 05.04.2021 (Strengthening of Railnet Railnilayam) Item No:15
56 | Supply of Active High speed HDMI cable with Eternet 15 Mtrs 4K@60Hz (4:4:4) Aten | 0 | 1 | 1 | Nos | 17200 | 17200 |  | AFX/Sr.DEE/TR/HYB/P-172/2022-23. Dt.08-08-2022 (TRD) Item No.F.8
57 | Supply of Active High speed HDMI cable with Eternet 20 Mtrs 4K@60Hz (4:4:4) Aten | 0 | 2 | 2 | Nos. | 21000 | 42000 |  | AFX/Sr.DEE/TR/HYB/P-172/2022-23. Dt.08-08-2022 (TRD) Item No.F.9
58 | supply and installation of 24 fiber FDMS | 0 | 2 | 2 | Nos | 20250 | 40500 |  | A/FX/IRISET/E-office Estt/21-22 Dt. 10.06.21 (OFC Ring Connectivity) part A-item no 13
59 | Supply fixing or 15 u wall mount rack with Acessorie | 0 | 1 | 1 | Nos | 18500 | 18500 |  | A/FX/E-5/23-24. Dt.13-4-23 (PCCM conf hall)- item No 63
60 | Supply and installation of 2 kva ups | 0 | 1 | 1 | Nos | 27022 | 27022 |  | No.A/FX/E-62/23-24 Dt:16-08.2023(PCEE office renovation) item.No.41
61 | Cutting of floor with cutting Machine for laying the pipes / cables as per the instructions of site supervisor | 0 | 30 | 30 | RMT | 250 | 7500 |  | A/FX/E-003/24-25. Dt.05-4-24 Zonal Tele Hqrs) item No 68
62 | Supply of Finolex 1.5 sqmm 2 core armored speaker cable | 0 | 100 | 100 | Mtr | 100 | 10000 |  | Quotation from Optonet 26-6-2024 item No.1
63 | Installation, testing and commissioning of speakers and reconnection of the same | 0 | 1 | 1 | set | 29500 | 29500 |  | Quotation from Optonet 26-6-2024 item No.2
64 | Repairing of SPA PCB Mainboard.CCSD-CU & -CURD | 0 | 1 | 1 | nos | 43223 | 43223 |  | .--Do-- Item No.3
65 | Repairing of BU PACO | 0 | 1 | 1 | nos | 9853 | 9853 |  | .--Do-- Item No.4
66 | supplly and instalation of 24 port poe switch CBS 350 poe 195 W | 0 | 1 | 1 | nos | 38350 | 38350 |  | No.A/FX/E-62/23-24 Dt:16-08.2023(PCEE office renovation) item.No.18
I | Total : | [5 empty] | 5709846.73
JE/Drg SSE/Drg SSE/T/Divn Sr.DSTE/HYB
IV | Sports development @ 0.1% | [5 empty] | #REF! | #REF!
V | Departmental Charges @ 10.05% | [5 empty] | #REF! | #REF!
| Grand Total (III+IV+V) : | [5 empty] | #REF! | #REF!

## Final with out Chrges 14-10-24
Division:HYB | [7 empty] | 2024-25
Department : S&T
Estimate No: Y/SG/EST/24-25/
DETAILED ESTIMATE
Name of the Work: Hyderabad division:- Renovation of PCSTE Chamber, officers chmbers (5 nos) and S&T control office at PCSTEs office,7th floor Railnilayam-Telecom arrangements
Sl. No. | Description | Qty | Unit | Rate in Rs. | Total in Rs. |  | Total in Rs. | Reference
[5 empty] | Cash | Stock
1 | Supply and installation of portable smart Dash board monitoring unit | 1 | No | 159987 | 159987 | 0 | 159987 | PO No.LU245280100166 Dt.12-04-2024
2 | DTH recharge for Lumsum as per existing tariff plan | 7 | No | 7200 | 50400 | 0 | 50400 | Quotation
3 | Supply and installation of smart LFD | 6 | No | 69390 | 416340 | 0 | 416340 | A/FX/E-38/24-25. Dt. 09-07-2024 (PCEE's Conf hall & 4th floor) Item No.84
4 | Supply and installation of Professional Signage Display | 3 | No | 83200 | 249600 | 0 | 249600 | Quotation from optonet technologiesDt.30-5-2024 item No.3 | PCME chamber
5 | Supply of UTP CAT 6 Cable (Roll is 305 Mtr) of D.LINKIAMP/KRONE | 7625 | Meter | 37 | 282125 | 0 | 282125 | SOR-2024 Item No.1003 (g)
6 | Supply & fixing of 15U rack. With locking front glass door and fully vented rear steel door, compatible with standard 19" accessories, | 1 | No | 18000 | 18000 | 0 | 18000 | A/FX/E-38/24-25. Dt.09-07-2024 (PCEE's Conf.&,TRD 4th floor) item No:57
7 | Supply of 12 core single mode armoured optical fiber cable - | 600 | RMT | 41.3 | 24780 | 0 | 24780 | .--Do-- item No:54 |  |  | 400
8 | Supply and installation of rack mounted 12F FMS fiber part no.fms-1u 12FS 12FP | 4 | No | 9266 | 37064 | 0 | 37064 | .--Do-- Item No 62
9 | supply and installation of 36" U rack with all acessories | 2 | No | 32300 | 64600 | 0 | 64600 | A/FX/E-62/23-24. Dt.16-08-2023 (PCEE's CEGE chambers) item No:40
10 | Supply and installation of 2KVA UPS | 3 | No | 27022 | 81066 | 0 | 81066 | A/FX/E-38/24-25. Dt.09-07-2024(PCEE's office in 7th floor,TRD office, 4th floor) item no:78 | Sr.DFM/HYB Vef.No. A/FX/S&T/P-12/2021-22. Dt. 21-05-2021.
11 | Supply and installation of 12V/26 AH -4 nos along with connecting cables | 3 | No | 11776 | 35328 | 0 | 35328 | .--Do-- Item No 79
12 | Supply and installation of MS stand, interconnectors etc for above 2 KVA on line UPS system | 3 | No | 1770 | 5310 | 0 | 5310 | .--Do-- Item No 80
13 | Supply of 4 Port True 4K HDMI Splitter VS184B Make :ATEN | 2 | Nos | 26485 | 52970 | 0 | 52970 | A/FX/E-62/23-24. Dt.16-08-2023 (PCEE's CEGE chambers) item No:20
14 | Supply and installation of High end desk cum Presention system with license of 365 and Adobe | 1 | No | 168000 | 168000 | 0 | 168000 | Quotation
15 | Supply of Kramer CA-HM-66, Active High Speed HDMI Cable with Ethernet 66' 20.00(M) 4K@60Hz (4:4:4) Make:kramer/creston/extron | 15 | Nos | 20874.2 | 313113 | 0 | 313113 | A/FX/E-38/24-25. Dt.09-07-2024(PCEE's office in 7th floor,TRD office, 4th floor) item no:39
16 | supply and installation of SIP Video phone VP -59 | 1 | No | 72000 | 72000 | 0 | 72000 | Quotation from Aeonix Technologies Dt. 20-08-2024
17 | Supply of 100 X 25/40 mm aluminium race ways of 2mm thickness with Top cover | 150 | Mtr | 380 | 57000 | 0 | 57000 | A/FX/E-38/24-25. Dt.09-07-2024(PCEE's officeConf hall 7th floor,TRD office, 4th floor) item no:63 |  | A/FX/E-38/24-25. Dt.09-07-2024
18 | Laying of 100X25/40mm aluminium race ways and fixing. Required couplings , clamps etc as per site requirement | 150 | Mtr | 85 | 12750 | 0 | 12750 | .--Do-- item No:64
19 | Supply and fixing of MS junction boxes with steel plate cover of 2mm thick for covering the existing floor as per site requirementand and proper packing of junction box. | 25 | No | 300 | 7500 | 0 | 7500 | .--Do-- Item No 65 | -Do- Item No 3
20 | Cutting of floor with machine of 100 mm width X40mm depth trench for aluminium race ways with aluminium clamps/PVC Pipe with clamp at every 1 meter. and restoring the surface | 150 | Mtr. | 100 | 15000 | 0 | 15000 | .--Do-- Item No 70 | -Do- Item No 8
21 | supply and fixing of fully loded Loaded shutter type I/O/ keystone 4 modular Box with back Box PVC/MS as per site requirement Legrand/ Comscope/R&M | 100 | No | 1480 | 148000 | 0 | 148000 | .--Do-- Item No 61
22 | Supply & fixing of 40 mm PVC Pipes conceld in the walls/floor/false cealing as required by the Railways. | 150 | RMT | 163 | 24450 | 0 | 24450 | .--Do-- Item No 67 | -Do- Item No 5
23 | Supply & fixing of 25 mm PVC Pipes conceld in the walls/floor/false cealing as required by the Railways. | 400 | RMT | 78 | 31200 | 0 | 31200 | .--Do-- Item No 68 | AFX/Sr.DEE/TR/HYB/P-172/2022-23. Dt.08-08-2022(control office TRD) iteam no: B20
24 | Supply & fixing of PVC Flexible pipe of 25/40/50 mm dia sizes of Reputed make | 250 | RMT | 60 | 15000 | 0 | 15000 | .--Do-- Item No 69 | No.A/FX/E-50/23-24 Dt:22.06.2023 item.No.6 |  | 100
25 | Supply of RG-6 PVC Copper Co-axial cable (Make: Deltone / Finolex/Comscope) | 800 | RMT | 42 | 33600 | 0 | 33600 | …Do item No .60 |  |  | 500
26 | supply and installation of Rukus 650 with Required registration Licence and 3yr support | 5 | No | 80709.64 | 403548.2 | 0 | 403548.2 | Quotation from RS IT Consultancy Services Dt. 26-06-2024. Item No. 3 | Quotation from RS IT |  | 0
27 | Supply and installation of office printer | 1 | No | 32000 | 32000 | 0 | 32000 | Quotation
28 | Supply of 2 Port True 4K HDMI Splitter VS82H with USB power Make :ATEN | 8 | Nos | 12117.125 | 96937 | 0 | 96937 | A/FX/E-62/23-24. Dt.16-08-2023 (PCEE's CEGE chambers) item No:22
29 | supply and installation of Huddle Discussion Table with Chairs (1+4)and 55" interactive flip Display as per user Reqirement, integration and connecting device ,cables in contractor scope only( Cubby,USB, HDMI, C tybe etc) | 1 | Job | 380000 | 380000 | 0 | 380000 | Quotation
30 | supply of NUC PC i7 latest genetaion, 32GB RAM. 500 TB SSD,with Key board and Mouse. | 1 | No | 110000 | 110000 | 0 | 110000 | A/FX/P-129/24-25 Dt. 30-7-24 (GM Discussion system) item No.2
31 | supply and installation of 4k wireless presentation make: Screen Beam Model No.1100plus | 2 | No | 193849.22 | 387698.44 | 0 | 387698.44 | Quotation from BT Convergence Technoogy Dt. 19-07-2024
32 | Supply and installation of document scanner | 1 | No | 38000 | 38000 | 0 | 38000 | Quotation | pcpo addl item
33 | Provision and laying cement concrete (including transportation of all the material). | 30 | cum | 5007 | 150210 | 0 | 150210 | SOR 2024 item No: 2523 (a) | exch impro
34 | supply of passive infrared sensor | 1 | No | 20100 | 20100 | 0 | 20100 | Quotation from Optonet Dt-12-08-2024 (Extn of GMs cof hall) Item no.E-10
35 | supply of free space flush mount ceiling speakers 4 with ceiling sub woofer | 1 | Sets | 130000 | 130000 | 0 | 130000 | .--Do-- Item No E-11
36 | supply of Network controlled player | 1 | No | 86000 | 86000 | 0 | 86000 | .--Do-- Item No E-12
37 | supply and installation of 24 port poe switch CBS 350 0f 190 power budget | 5 | Nos | 38500 | 192500 | 0 | 192500 | A/FX/E-38/24-25. Dt.09-07-2024(PCEE's officeConf hall 7th floor,TRD office, 4th floor) item no:51
38 | Supply and fixing of SC-LC/LC-LC patch cards(1mtr length) | 18 | pair | 250 | 4500 | 0 | 4500 | …Do.. item No 44
39 | Supply of RJ 45 jack | 488 | Nos | 10.75 | 5246 | 0 | 5246 | …Do item No 56
40 | supply of True RMS Digital Multimeter fluke-117 | 2 | nos | 18900 | 37800 | 0 | 37800 | Qtn- Item no.1 | Qtn from RS IT Cibsult Service Dt 14-10-2024 Item no.1
41 | supply of Battery Powered 400A AC/DC True RMS Clamp Meter fluke-325 | 1 | nos | 23000 | 23000 | 0 | 23000 | Qtn- Item no.2
42 | supply and installation of 4 x 4 4K HDMI HDBaseT-Lite Matrix Switch VM3404H | 1 | No | 96116 | 96116 | 0 | 96116 | Qtn- Item no.3
43 | supply and installation of 4-Port True 4K HDMI Switch with Dual Output VS482B | 1 | nos | 28300 | 28300 | 0 | 28300 | Qtn- Item no.4
44 | supply and installation of camlive HDMI to USB-C video capture card Aten UC3020 | 1 | Nos | 20000 | 20000 | 0 | 20000 | Qtn- Item no.5
45 | Supply of Laser projector for VFL for fiber testing | 3 | Nos | 3500 | 10500 | 0 | 10500 | Qtn- Item no.6
46 | supply of punch down tool for termination of LAN cables | 6 | Nos | 1800 | 10800 | 0 | 10800 | Qtn- Item no.7
47 | supply of USB to LAN/RJ-45 Giga bit Lan converter. | 4 | nos | 2396 | 9584 | 0 | 9584 | Qtn- Item no.8
48 | supply of HDMI to VGA converter Aten VC810 | 4 | nos | 2500 | 10000 | 0 | 10000 | Qtn- Item no.9
49 | supply and installation of Preterminated single mode 24 fiber cassette with suitable Rack mountable bracket/holder Make: Legrand/ R&M /comscope | 6 | Nos | 31707 | 190242 | 0 | 190242 | Qtn- Item no.10 |  | 31707
50 | supply single Mode 24 fiber MPO to MPO 15 Mtr trunk cable Make: Legrand/ R&M /comscope | 4 | Nos | 8914 | 35656 | 0 | 35656 | Qtn- Item no.11
51 | supply single Mode 24 fiber MPO to MPO 10 Mtr trunk cable Make: Legrand/ R&M /comscope | 4 | Nos | 7680 | 30720 | 0 | 30720 | Qtn- Item no.12
52 | splicing of fiber cables | 60 | pair | 210 | 12600 | 0 | 12600 | Qtn- Item no.13
53 | supply of Shieded RJ 45 jack Make: Dlink/3c3/Comscope | 200 | No | 30 | 6000 | 0 | 6000 | Qtn- Item no.14
I | Total : |  |  |  | 4933240.64 | 0 | 4933240.64
II | Contengencies @ 1% |  |  |  | 49332.4064 | 0 | 49332.4064
III | TOTAL (I+II) : |  |  |  | 4982573.0464 | 0 | 4982573.0464 |  |  | #REF! | #REF!
#REF!
JE/Drg SSE/Drg SSE/T/Divn Sr.DSTE/HYB
IV | Sports development @ 0.1% |  |  |  | 4982.573 | 0 | 4982.573
V | Departmental Charges @ 10.05% |  |  |  | 500748.5912 | 0 | 500748.5912
| Grand Total (III+IV+V) : |  |  |  | 5488304.2106 | 0 | 5488304.2106 |  |  | #REF! |  | #REF!

## PCEE+PFA+PCSTE+PCOM COMB SCH
S C H E D U L E
Name of the Work: Hyderabad Division - -Signal & Telecom arrangement-(1) Railnilayam: Telecom arrangements in connection with Proposed Renovation of Conference hall of PCEE's office in 7th floor of Rail niayam and office chambers in TRD office, 4th floor C-block, Railnilayam (2) Telecom arrangements( conference hall) in connection with Construction of Temporary accommodation for construction Accounts in PFA/O/RN (3) Renovation of PCSTE Chamber, officers chmbers (5 nos) and S&T control office at PCSTEs office,7th floor Railnilayam-Telecom arrangements (4) Railnilayam - Repairs/Renovation of PCOM/SC office in 2nd floor, A-Block, Railnilayam - Telecom Arrangeents
Sl. No. | Description | [5 empty] | Unit | Rate in Rs. | Total in Rs.
|  | Conf-PCEE | PFA | PCSTE | PCOM | Total | [5 empty] | Conf-PCEE | PFA | PCSTE | PCOM
A | LABOUR PORTION (SOR Items) :
1 | Provision and laying in position cement concrete of 1 cement:3 sand:6 graded stone aggregate of 20mm normal size excluding cost of cement, centering and shuttering ( including transportation of all the material) . | 30 | 0 | 30 |  | 60 | Cu.Mtr | 2085.21 | 125112.6 | 125112.6 |  | 62556.3 | 0 | 62556.3 | 0
18 | Provision and laying cement concrete (including transportation of all the material). |  |  | 0 |  | 0 | cum | 5007 | 0 |  |  | 0 | 0 | 0 | 0
2 | Supply of Cement 53 grade (@ the Rate (in Rupees) of 2.2 quintals per Cu.m of concrete including transportation | 66 | 0 | 66 |  | 132 | Quintal | 460 | 60720 | 60720 |  | 30360 | 0 | 30360 | 0
| Total (A) : | [7 empty] | 185832.6 | 185832.6 |  | 92916.3 | 0 | 92916.3 | 0 | 185832.6 | 0
[12 empty] | 0 | 0 | 0 | 0
B | Schedule for PCEE & PFA conference hall (Quotation) | [10 empty] | 0 | 0 | 0 | 0
1 | Supply of 65 Inch display with HDMI-3 nos, 500 nit,USB,LAN DVI, , Make: LG/sumsung/sony | 1 | 0 |  |  | 1 | Nos | 104800 | 104800 |  |  | 104800 | 0 | 0 | 0
2 | Supply of 65 Inch Professional display with HDMI-3 nos, DP-2 nos , 500 nit,USB,LAN DVI, 20W, ,Anti Glare, Auto Input search, Auto sleep, Auto wakeup Make: LG/sumsung/sony | 2 | 0 |  |  | 2 | Nos | 125440 | 250880 |  |  | 250880 | 0 | 0 | 0
3 | Supply of 55 Inch Professional display with HDMI-3 nos, DP-2 nos , USB,LAN DVI, 20 W , 500 nit, Anti glare,Auto Input search, Auto sleep, Auto wakeup.licence Make: LG/sumsung/sony ( As per specification given in Annexure) | 2 | 4 |  |  | 6 | Nos | 87840 | 527040 |  |  | 175680 | 351360 | 0 | 0
4 | Supply of Confidence Monitor stand for well display Make: nT | 1 | 0 |  |  | 1 | Nos | 11431.84 | 11431.84 |  |  | 11431.84 | 0 | 0 | 0
5 | supply and installation of 16 inch touch display with USB C Make: Viewsonic/WACOM/QOMO | 13 | 0 |  |  | 13 | Nos | 32611.66 | 423951.58 |  |  | 423951.58 | 0 | 0 | 0
6 | Supply of Custom mount for Monitor Make: nT | 13 | 0 |  |  | 13 | Nos | 1180 | 15340 |  |  | 15340 | 0 | 0 | 0
7 | Supply of UHF Wirless systems 2x4 Channel frequency Handled Mic Make: Shure/EV/Sennheiser ( As per specification given in Annexure) | 2 | 1 |  |  | 3 | Nos | 47251.92 | 141755.76 |  |  | 94503.84 | 47251.92 | 0 | 0
8 | Supply of UHF Wirless systems 2x4 Channel frequency Lapel Mic Make: Shure/EV/Sennheiser ( As per specification given in Annexure) | 1 | 0 |  |  | 1 | Nos | 54077.04 | 54077.04 |  |  | 54077.04 | 0 | 0 | 0
9 | Supply of Plug-and-play Digital control Unit control for up to 245 Discussion Devices with Built-in digital recorder with internal memory (minimum 5 hours recording/ Playback ( As per specification given in Annexure) | 1 | 0 |  |  | 1 | Nos | 224937.5 | 224937.5 |  |  | 224937.5 | 0 | 0 | 0
10 | Supply of Digital Delegate Discussion unit with removable long stem microphone Built-in loudspeaker, Headphone connector, with cable ( As per specification given in Annexure) | 14 | 0 |  |  | 14 | Nos | 46093.75 | 645312.5 |  |  | 645312.5 | 0 | 0 | 0
11 | Supply of Digital Chairman Discussion unit with removable long stem microphone (Built-in loudspeaker, Headphone connector,with cable ( As per specification given in Annexure) | 1 | 0 |  |  | 1 | Nos | 46093.16 | 46093.16 |  |  | 46093.16 | 0 | 0 | 0
12 | Supply of 5M Extension Cable/Make:Bosch | 2 | 0 |  |  | 2 | Nos | 8260 | 16520 |  |  | 16520 | 0 | 0 | 0
13 | Supply of 10M Extension Cable/Make:Bosch | 2 | 0 |  |  | 2 | Nos | 16520 | 33040 |  |  | 33040 | 0 | 0 | 0
14 | Supply of Digital Mixer : Digital Signal Processor with 4 balanced mic inputs, 2 balanced Mic/Line inputs and 1 stereo unbalanced input. USB audio interface for soft VC integration ,Onboard acoustic echo cancel (AEC) processing.( As per specification given in Annexure) | 1 | 0 |  |  | 1 | Nos | 88500 | 88500 |  |  | 88500 | 0 | 0 | 0
15 | Supply of Compact Full Range 4" Ceiling Speaker with 30 W RMS power @ 8 Ohms, Type A with steel back can. Make:Lapgruppen/Bose/QSE | 3 | 0 |  |  | 3 | pairs | 24827.2 | 74481.6 |  |  | 74481.6 | 0 | 0 | 0
16 | Supply of 8x8 HDMI matix switcher Make: Crestron/Kramer/Liberty AV ( As per specification given in Annexure) | 1 | 1 |  |  | 2 | Nos | 241900 | 483800 |  |  | 241900 | 241900 | 0 | 0
17 | Supply of HDMI extender set 70m Make: Liberty ( As per specification given in Annexure) | 14 | 10 |  |  | 24 | Nos | 33187 | 796488 |  |  | 464618 | 331870 | 0 | 0
18 | Supply of 1:10 4K HDR HDMI DA/Kramer/ Creston/Extron | 2 | 0 |  |  | 2 | Nos | 194238.62 | 388477.24 |  |  | 388477.24 | 0 | 0 | 0
19 | Supply of Under Desk mounting kit/Kramer/nT | 2 | 0 |  |  | 2 | Nos | 5712.498 | 11424.996 |  |  | 11424.996 | 0 | 0 | 0
20 | Supply of Wall Mount for above camera/nT | 1 | 0 |  |  | 1 | Nos | 3540 | 3540 |  |  | 3540 | 0 | 0 | 0
21 | HDMI Distribution Amplifier 1:4 or 1:8 /Kramer/creston/extron | 2 | 0 |  |  | 2 | Nos | 68948.58 | 137897.16 |  |  | 137897.16 | 0 | 0 | 0
22 | Supply of Audio Spaker Cable. Make:Kramer ( As per specification given in Annexure) | 300 | 0 |  |  | 300 | Meter | 138.65 | 41595 |  |  | 41595 | 0 | 0 | 0
23 | Supply of Microphone Cable /Make:Kramer | 120 | 0 |  |  | 120 | Meter | 172.87 | 20744.4 |  |  | 20744.4 | 0 | 0 | 0
24 | Supply of Premium High−Speed HDMI Cable 15feet/Make:Kramer | 3 | 0 |  |  | 3 | Nos | 7237 | 21711 |  |  | 21711 | 0 | 0 | 0
25 | Supply of High−Speed HDMI Cable 25 feet/Make:Kramer | 3 | 0 |  |  | 3 | Nos | 9521 | 28563 |  |  | 28563 | 0 | 0 | 0
26 | Supply of USB 2.0 A to B cable 6 feet/Make:Kramer ( As per specification given in Annexure) | 4 | 0 |  |  | 4 | Nos | 1180 | 4720 |  |  | 4720 | 0 | 0 | 0
27 | Supply of USB over UTP RX&TX Make: Icron | 1 | 0 |  |  | 1 | Nos | 37760 | 37760 |  |  | 37760 | 0 | 0 | 0
28 | Supply of 12x video conference camera ( As per specification given in Annexure) | 1 | 0 |  |  | 1 | Nos | 144550 | 144550 |  |  | 144550 | 0 | 0 | 0
29 | Design ,Installation , programming ,testing and commissioning complete system, ,User training (2-days) and Documentation to prepared in Auto cad and submited soft copy-1 & Hard copy in spiral binding/laminated in 3 sets | 1 | 0 |  |  | 1 | Lot | 236000 | 236000 |  |  | 236000 | 0 | 0 | 0
30 | supply and fixing of fully loded Loaded shutter type I/O/ keystone 4 modular Box with back Box PVC/MS as per site requirement Legrand/ Comscope/R&M | 50 | 0 | 100 | 16 | 166 | Nos. | 1480 | 245680 |  |  | 74000 | 0 | 148000 | 23680
31 | supply and installation 55" of smart display in officers chamber with sound bar ( As per specification given in Annexure) | 4 | 0 | 6 |  | 10 | Nos | 69390 | 693900 |  |  | 277560 | 0 | 416340 | 0
32 | Supply of 22 inch interactive (+/-2 inch) Monitor ( As per specification given in Annexure) | 0 | 1 |  |  | 1 | Nos | 41300 | 41300 |  |  | 0 | 41300 | 0 | 0
33 | Supply of Table mounts for Monitor ( As per specification given in Annexure) | 0 | 1 |  |  | 1 | Nos | 6637.5 | 6637.5 |  |  | 0 | 6637.5 | 0 | 0
34 | Supply of Well Display Mount on Wheels ( As per specification given in Annexure) | 0 | 1 |  |  | 1 | Nos | 27582.5 | 27582.5 |  |  | 0 | 27582.5 | 0 | 0
35 | Supply of 15.6 inch integrated monitor lift ( As per specification given in Annexure) | 0 | 2 |  |  | 2 | Nos | 144550 | 289100 |  |  | 0 | 289100 | 0 | 0
36 | Supply of 10 X PTZ camera with IP,HDMI,USB Output ( As per specification given in Annexure) | 0 | 1 |  |  | 1 | Nos | 142662 | 142662 |  |  | 0 | 142662 | 0 | 0
37 | Supply of 4x4 USB 3.2 Gen 1 industrial Hub Switch with RS-232/ RS485 /RS422 control ( As per specification given in Annexure) | 0 | 1 |  |  | 1 | Nos | 28072.2 | 28072.2 |  |  | 0 | 28072.2 | 0 | 0
38 | Supply of Bose Free space FS4SE,Surface Mount ( As per specification given in Annexure) | 0 | 1 |  |  | 1 | Pairs | 87025 | 87025 |  |  | 0 | 87025 | 0 | 0
39 | Supply of Bose Free space FS2C ceiling speaker ( As per specification given in Annexure) | 0 | 4 |  |  | 4 | Pairs | 27287.5 | 109150 |  |  | 0 | 109150 | 0 | 0
40 | Supply of Bose POWERSPACE P4150+230V EU ( As per specification given in Annexure) | 0 | 2 |  |  | 2 | Nos | 230100 | 460200 |  |  | 0 | 460200 | 0 | 0
41 | Supply of Cardioid Condenser Boundary Microphone with Mute switch, 5-Pin XLR Output and Remote Muting of Shure/ Audiotechnica/Schnniser ES947C/FM5 ( As per specification given in Annexure) | 0 | 14 |  |  | 14 | Nos | 29990 | 419860 |  |  | 0 | 419860 | 0 | 0
42 | Supply and installation of Push button integration module of Extron/Kramer/Crestron make or similar. With 8 I/O to Interface sensors, detectors, contact closures and alarms, should also provide feedback voltage of 5/ 12/ 24 volts to power the LED indicators for feedback, ( As per specification given in Annexure) | 0 | 2 |  |  | 2 | Nos | 19666 | 39332 |  |  | 0 | 39332 | 0 | 0
43 | Supply of Microphone Desk Stand Wireless Transmitter + Rack-mount receiver chassis + Receiver ( As per specification given in Annexure) | 0 | 3 |  |  | 3 | Nos | 86000 | 258000 |  |  | 0 | 258000 | 0 | 0
44 | Supply of Audio Technica Cardioid Condenser Quick Mount Gooseneck Microphone 8" or less stem length ( As per specification given in Annexure) | 0 | 3 |  |  | 3 | Nos | 21387.5 | 64162.5 |  |  | 0 | 64162.5 | 0 | 0
45 | Supply of Audio Technica Cardioid Condenser Quick Mount Gooseneck Microphone 15" or less stem length ( As per specification given in Annexure) | 0 | 3 |  |  | 3 | Nos | 27287.5 | 81862.5 |  |  | 0 | 81862.5 | 0 | 0
46 | Supply of Bose Audio processor CONTROLSPACE EX-1280C ( As per specification given in Annexure) | 0 | 2 |  |  | 2 | Nos | 369576 | 739152 |  |  | 0 | 739152 | 0 | 0
47 | Supply of AV Control processor with 10.2 inch wireless touch control interface ( As per specification given in Annexure) | 0 | 1 |  |  | 1 | Nos | 204140 | 204140 |  |  | 0 | 204140 | 0 | 0
48 | Supply of Cables and Connectors,Control cables,Speaker cables, mic/Audio cables ( As per specification given in Annexure) | 0 | 1 |  |  | 1 | Lot | 54280 | 54280 |  |  | 0 | 54280 | 0 | 0
49 | Supply of Legrand POP-UP box with HDMI X 1,USB charger X 1, Dummy X 2 ( As per specification given in Annexure) | 0 | 4 |  |  | 4 | Nos | 16189.6 | 64758.4 |  |  | 0 | 64758.4 | 0 | 0
50 | Supply and laying of 25 mm PVC pipe | 0 | 100 |  |  | 100 | Mtr | 49.56 | 4956 |  |  | 0 | 4956 | 0 | 0
51 | Supply of wireless presenter/screen beem to share the content from Mobile ( Andriod, IOS) and BYOD Make: screen Beam/creston as per specification given in Annexure | 0 | 1 |  |  | 1 | Nos | 140000 | 140000 |  |  | 0 | 140000 | 0 | 0
52 | installation,Programing, Documentation, labling and Training ( As per specification given in Annexure) | 0 | 1 |  |  | 1 | Lot | 153400 | 153400 |  |  | 0 | 153400 | 0 | 0
53 | Supply and installation of rack mounted 24 fibre Distribution Management System (FDMS) | 0 | 0 |  |  | 0 | nos | 23712 | 0 |  |  | 0 | 0 | 0 | 0
4 | Supply and installation of Professional Signage Display |  |  | 3 |  | 3 | No | 83200 | 249600 |  |  | 0 | 0 | 249600 | 0
| Total (B) : | [7 empty] | 9620244.376 |  |  | 4394609.856 | 4388014.52 | 813940 | 23680 | 9620244.376 | 0
[12 empty] | 0 | 0 | 0 | 0
C | Schedule for PCEE & PFA conference hall | [10 empty] | 0 | 0 | 0 | 0 | 0 | 0
1 | Supply of 30Watt Surface mount full Range speakers 2 way Make: Tannoy/Bose/QSE. Colour will be specified by site incharge ( As per specification given in Annexure) | 1 | 0 |  |  | 1 | Pair | 50995.43 | 50995.43 |  |  | 50995.43 | 0 | 0 | 0
2 | Supply of Dual Channel Amplifier with delivering 2 x 120 W @ 4/8 Ohms and 70V/100V. Make:Lapgruppen/Bose/QSE ( As per specification given in Annexure) | 2 | 0 |  |  | 2 | Nos. | 83294.11 | 166588.22 |  |  | 166588.22 | 0 | 0 | 0
3 | supply of HDMI HDBaseT-Lite Transmitter with EU wall plate type Make:Kramer/Extron/Crestron ( As per specification given in Annexure) | 1 | 0 |  |  | 1 | Nos | 26937.31 | 26937.31 |  |  | 26937.31 | 0 | 0 | 0
4 | Supply of Control processor for full room AV Automation Make::Kramer/Extron/Crestron ( As per specification given in Annexure) | 1 | 0 |  |  | 1 | Nos | 120802.5 | 120802.5 |  |  | 120802.5 | 0 | 0 | 0
5 | Supply of Apple IPad 10.2-inch Retina display, A12 Bionic chip,8 GB RAM , 32 GB Wi-Fi or Latest for Audio , video integration purpose | 1 | 0 |  |  | 1 | Nos | 31270 | 31270 |  |  | 31270 | 0 | 0 | 0
6 | Supply of Cable Mount Enclosure with 1-Power,, 1 LAN, 1 HDMI, and 1-USB Make: Logic/nT/Magnum | 4 | 0 |  |  | 4 | Nos | 8179.76 | 32719.04 |  |  | 32719.04 | 0 | 0 | 0
7 | supply and installation of 4 port USB switcher Make: icron ( As per specification given in Annexure) | 1 | 0 |  |  | 1 | Nos | 24988.23 | 24988.23 |  |  | 24988.23 | 0 | 0 | 0
8 | Supply of HDMI cable 1.8 Mtr Make: Kramer/Extron/Crestron | 18 | 0 |  |  | 18 | Nos | 2229.02 | 40122.36 |  |  | 40122.36 | 0 | 0 | 0
9 | Supply of USB 3.0 A (male) to USB B (Male) cable Make: Kramer/Extron/Crestron | 4 | 0 |  |  | 4 | Nos | 390.58 | 1562.32 |  |  | 1562.32 | 0 | 0 | 0
10 | Supply of CAT-6 STP Cable, 305 Mtrs Make: Dlink/3C/Legrand | 2 | 2 |  |  | 4 | Nos | 9204 | 36816 |  |  | 18408 | 18408 | 0 | 0
11 | Supply of Kramer CA-HM-66, Active High Speed HDMI Cable with Ethernet 66' 20.00(M) 4K@60Hz (4:4:4) Make:kramer/creston/extron | 7 | 0 | 15 | 2 | 24 | Nos | 20874.2 | 500980.8 |  |  | 146119.4 | 0 | 313113 | 41748.4
9 | Supply of Kramer CA-HM-66, Active High Speed HDMI Cable with Ethernet 66' 20.00(M) 4K@60Hz (4:4:4) Make:kramer/creston/extron |  |  | 0 |  | 0 | Nos | 20874.2 | 0 | A/FX/E-38/24-25. Dt.09-07-2024(PCEE's office in 7th floor,TRD office, 4th floor) item no:39 |  | 0 | 0 | 0 | 0
39 | Supply of Active High speed HDMI cable with Eternet 20 Mtrs 4K@60Hz (4:4:4) Aten |  |  |  | 0 | 0 | Nos. | 21000 | 0 |  |  | 0 | 0 | 0 | 0
12 | Supply of Connectors Bulk and required accessories as per site requirement | 1 | 0 |  |  | 1 | No | 14160 | 14160 |  |  | 14160 | 0 | 0 | 0
13 | Supply of Splicing of Optical Fiber Cable (Pair) with splicing loss should be less than 0.5dbwith neat dressing in FDMS/Joint Enclosure | 108 | 0 | 60 |  | 168 | Pairs | 88.5 | 14868 |  |  | 9558 | 0 | 5310 | 0
35 | Supply of splicing of fiber cables |  |  |  |  | 0 | pair | 210 | 0 |  |  | 0 | 0 | 0 | 0
14 | Supply of Quad Face plate with RJ11 I/O's Make : Legrand/Bestnet/Dlink | 10 | 0 |  |  | 10 | Nos | 600 | 6000 |  |  | 6000 | 0 | 0 | 0
15 | Supply and installation of rack mounted 24F FMS fiber part no.fms-1u 24FS 24FP Raychem/ Rosenberger /Bestnet | 2 | 2 |  | 2 | 6 | Nos. | 15443 | 92658 |  |  | 30886 | 30886 | 0 | 30886
40 | supply and installation of 24 fiber FDMS |  |  |  | 0 | 0 | Nos | 20250 | 0 |  |  | 0 | 0 | 0 | 0
53 | Supply and installation of rack mounted 24 fibre Distribution Management System (FDMS) | 0 | 0 |  |  | 0 | nos | 23712 | 0 |  |  | 0 | 0 | 0 | 0
16 | Supply and fixing of SC-LC/LC-LC patch cards(1mtr length) with 0dB adaptors as per TEC spec G/OJC-01/03 JAN 99 or latest make Make:3C3/legrand/ comscope | 36 | 4 | 18 | 10 | 68 | pair | 250 | 17000 |  |  | 9000 | 1000 | 4500 | 2500
17 | Supply and installation of Aten DP to HDMI converter 1080P | 1 | 0 |  |  | 1 | Nos | 2400 | 2400 |  |  | 2400 | 0 | 0 | 0
18 | Supply of portable Teaching Amplifier 3710 MX make ( As per specification given in Annexure) | 1 | 1 |  |  | 2 | Nos | 8000 | 16000 |  |  | 8000 | 8000 | 0 | 0
19 | Supply & installation of Wireless Access Point 3X3:3x Streams, Beam flex + Dual ports802.3 af POE support including mounting kit Make RUCKUS Model: R 650 | 1 | 0 |  |  | 1 | Nos | 39325.77 | 39325.77 |  |  | 39325.77 | 0 | 0 | 0
20 | perpetual Licence for Ap registration for RUCKUS AP | 1 | 0 |  |  | 1 | Nos | 7080 | 7080 |  |  | 7080 | 0 | 0 | 0
21 | supply and installation of 10 mtr MPO casset 24 fiber patch pannel with fiber cableboth End combination of SC-SC/SC-LC/LC-LC as per site requirement | 5 | 0 |  |  | 5 | Nos | 13800 | 69000 |  |  | 69000 | 0 | 0 | 0
22 | supply and installation of 15 mtr MPO casset 24 fiber patch pannel with fiber cableboth End combination of SC-SC/SC-LC/LC-LC as per site requirement | 4 | 0 |  |  | 4 | Nos | 17500 | 70000 |  |  | 70000 | 0 | 0 | 0
23 | Supply of 24 Port Smart Managed PoE Switch 24x Gigabit Copper PoE and 4x Gigabit dual pers., Make CISCO CBS350 or better | 5 | 1 | 5 | 1 | 12 | Nos. | 38350 | 460200 |  |  | 191750 | 38350 | 191750 | 38350
43 | Supply of managed Poe 24 port Gigbit ethernet switch CBS 350-24P power budget 195W | 0 | 0 |  |  | 0 | Nos | 38350 | 0 |  |  | 0 | 0 | 0 | 0
22 | supply and installation of 24 port poe switch CBS 350 0f 190 power budget |  |  | 0 |  | 0 | Nos | 38500 | 0 |  |  | 0 | 0 | 0 | 0
24 | Supply of exchange monitoring console for exchange admin user suitable conference system for soft VC integration ( As per specification given in Annexure) | 1 | 0 |  |  | 1 | Nos | 87910 | 87910 |  |  | 87910 | 0 | 0 | 0
25 | Supply of 12 fibre Single mode armoured optical fiber cable - fibre to have nominal dia. of 8.8 µm to 9.8 µm and normal cladding diameter of 125 µm ± 1 or better. As per RDSO Spec No.IRS: TC 55 2006 (Rev.1.0) Amendment.3 or latest Make: Finolex or better | 400 | 300 |  |  | 700 | Mts | 41.3 | 28910 |  |  | 16520 | 12390 | 0 | 0
26 | supply of 4 way Spike busters with 5 mtrs power cable with individual switch And Fused for each socket 5A reputed make: MX./ Anchor/Legrand | 6 | 0 |  |  | 6 | Nos. | 1200 | 7200 |  |  | 7200 | 0 | 0 | 0
27 | Supply of RJ-45 Jacks for CAT-6 cable.Make: D-Link. | 500 | 0 | 488 |  | 988 | Nos. | 10.75 | 10621 |  |  | 5375 | 0 | 5246 | 0
28 | Supply & fixing of 15U rack. With locking front glass door and fully vented rear steel door, compatible with standard 19" accessories with cooling fan, power manager with 5 sockets,1 equipment tray, earth connecting kit etc this includes wiring as per the instruction of site incharge. Make: HCL/ Vero president/bestnet. | 1 | 0 | 1 | 1 | 3 | Nos | 18000 | 54000 |  |  | 18000 | 0 | 18000 | 18000
41 | Supply fixing or 15 u wall mount rack with Acessorie |  |  |  | 0 | 0 | Nos | 18500 | 0 |  |  | 0 | 0 | 0 | 0
29 | supply of Multi Cord Binders SIZE 16 mm Make:MX or better (1.5 mts length) | 4 | 0 |  | 3 | 7 | Nos. | 545 | 3815 |  |  | 2180 | 0 | 0 | 1635
30 | supply of Multi Cord Binders SIZE 22 mm Make:MX or better (1.5 mts length) | 4 | 0 |  |  | 4 | Nos. | 728 | 2912 |  |  | 2912 | 0 | 0 | 0
31 | Supply of RG-6 PVC Copper Co-axial cable (Make: Deltone / Finolex/Comscope) in the PVC Casing/ PVC/ Pipes/Channels.-per Metre | 400 | 0 | 800 | 200 | 1400 | RMT | 42 | 58800 |  |  | 16800 | 0 | 33600 | 8400
32 | Supply and installation of rack mounted 12F FMS fiber part no.fms-1u 12FS 12FP Raychem make including 12Nos 0.2db FC /PC adaptors and 12 numbers 900 micron 1.5 meter FCPC pigtails. RDSO Spec No.: RDSO/SPN/TC-037-2000 (Ver.3) or latest. | 4 | 0 | 4 |  | 8 | No. | 9266 | 74128 |  |  | 37064 | 0 | 37064 | 0
33 | Supply of 100 X 40/25 mm aluminium race ways of 2mm thickness as per specified by site in charge | 50 | 30 | 150 | 30 | 260 | RMT | 380 | 98800 |  |  | 19000 | 11400 | 57000 | 11400
34 | Laying of 100X25mm aluminium race ways and fixing. Required couplings , clamps etc as per site requirement | 50 | 30 | 150 | 30 | 260 | Mtr. | 85 | 22100 |  |  | 4250 | 2550 | 12750 | 2550
35 | Supply and fixing of MS junction boxes with steel plate cover of 2mm thick for covering the existing floor as per site requirementand and proper packing of junction box. | 10 | 10 | 25 | 3 | 48 | Nos. | 300 | 14400 |  |  | 3000 | 3000 | 7500 | 900
36 | Supply and laying of Cat of CAT-6 UTP cable drum/ box of 305 mtrs length each make D-link/Molex/Amp | 22 | 0 | 0 | 4 | 26 | Box | 7080 | 184080 |  |  | 155760 | 0 | 0 | 28320
37 | Supply and fixing/laying of 40mm dia 2mm thick PVC pipe (Sudhakar/Nandi/SR make or bettr) duly groving concealed in the walls. All the required accessories such as Deep boxes, Jn Boxes, Normal bends, diversion bends etc are to be arranged by the contractor,as specified by supervisor in-charge. | 200 | 0 | 150 | 50 | 400 | RMT | 163 | 65200 |  |  | 32600 | 0 | 24450 | 8150
38 | Supply and fixing/laying of 25mm dia 2mm thick PVC pipe (Sudhakar/Nandi/SR make or bettr) duly groving concealed in the walls. All the required accessories such as Deep boxes, Jn Boxes, Normal bends, diversion bends etc are to be arranged by the contractor,as specified by supervisor in-charge. | 200 | 0 | 400 | 100 | 700 | RMT | 78 | 54600 |  |  | 15600 | 0 | 31200 | 7800
39 | Supply & fixing of PVC Flexible pipe of 25/40/50 mm dia sizes of Reputed make | 100 | 0 | 250 |  | 350 | RMT | 60 | 21000 |  |  | 6000 | 0 | 15000 | 0
40 | Cutting of floor with machine of 100 mm width X25/40mm depth trench for aluminium race ways with aluminium clamps/PVC Pipe with clamp at every 1 meter. and restoring the surface (All required materials are to be arranged by the contractor | 50 | 30 | 150 |  | 230 | Mtr. | 100 | 23000 |  |  | 5000 | 3000 | 15000 | 0
41 | Laying different type of PVC/UTP/RG-6/11/Data cables etc through PVC pipes or casing as per instructions of site in-charge. | 6010 | 0 |  |  | 6010 | Mtr. | 5 | 30050 |  |  | 30050 | 0 | 0 | 0
42 | Supply of Velero Roll 10 mtr length For Tagging for cables | 3 | 0 |  |  | 3 | nos | 2301 | 6903 |  |  | 6903 | 0 | 0 | 0
44 | supply of 2 mtr 4k HDMI cable Make :ATEN | 6 | 0 |  |  | 6 | Nos | 811 | 4866 |  |  | 4866 | 0 | 0 | 0
45 | supply of 1 mtr 4k HDMI cable Make :ATEN | 7 | 0 |  |  | 7 | Nos | 650 | 4550 |  |  | 4550 | 0 | 0 | 0
46 | Supply of Sony PX470 Digital Voice Rordr PX series, ICD-PX470 | 1 | 0 |  |  | 1 | Nos | 6100 | 6100 |  |  | 6100 | 0 | 0 | 0
47 | supply and installation of 36 U rack with wheel locking ,cooling fan,full depth Tray, power manager, cable manger make: val rack/ besrnet | 2 | 0 | 2 |  | 4 | Nos | 32300 | 129200 |  |  | 64600 | 0 | 64600 | 0
48 | Supply & installation of 2KVA True On Line UPS, with surge protection filter including all accessories Model No. Make Aplab/APC/Libert/Delta or better All required materials such as MCB of suitable rating for installation would have to be arranged by contractor and consisting of a) Microprocessor based double conversion true on line UPS System. b) Key features. c) DSP 4thy generation Technology. d) Front LCD Panel * IGBT Rectifier. e) Low input currunt distortion < 3% f) Output power factor+0.9 g) Wide input-Voltage Range h) Single phase input and Singlle phase output. | 1 | 0 | 3 | 1 | 5 | Nos | 27022 | 135110 |  |  | 27022 | 0 | 81066 | 27022
49 | Supply and installation of 26AH/12V - 4 Nos SMF batteries for backup for above 2 KVA on line UPS system (Make: Amaron Quanta/Exide/HBL or better) along with battery inter linking cables. | 1 | 0 | 3 | 1 | 5 | Nos | 11776 | 58880 |  |  | 11776 | 0 | 35328 | 11776
50 | Supply and installation of MS stand, inter connectors for above 2 KVA on line UPS system batteries | 1 | 0 | 3 | 1 | 5 | Nos | 1770 | 8850 |  |  | 1770 | 0 | 5310 | 1770
51 | Supply and installation of Logitech R500 slide changer wireless reckonr | 1 | 0 |  |  | 1 | Nos | 6529 | 6529 |  |  | 6529 | 0 | 0 | 0
52 | Supply and installation of 86/85 Inch Professional display with HDMI-3 nos, DP-2 nos , 500 nit,USB,LAN DVI, 20W, Make: LG/sumsung/sony ( As per specification given in Annexure) |  | 1 |  |  | 1 | Nos | 391040 | 391040 |  |  | 0 | 391040 | 0 | 0
53 | Supply of Wireless Access Point Rukus R650 or Latest | 0 | 1 |  |  | 1 | Nos | 39325.77 | 39325.77 |  |  | 0 | 39325.77 | 0 | 0
54 | perpetual Licence for Ap registration for Access point | 0 | 1 |  |  | 1 | Nos | 7080 | 7080 |  |  | 0 | 7080 | 0 | 0
56 | Supply of 26 AV Rack 800x600 with sheves,fan,PDU and caster wheels ( As per specification given in Annexure) | 0 | 1 |  |  | 1 | Nos | 41647 | 41647 |  |  | 0 | 41647 | 0 | 0
57 | Supply of HDMI cable 1.8 Mtr Make: Kramer/Extron/Crestron ( As per specification given in Annexure) | 0 | 15 |  |  | 15 | Nos | 2229 | 33435 |  |  | 0 | 33435 | 0 | 0
| Total (C) : | [7 empty] | 3557515.75 |  |  | 1717009.58 | 641511.77 | 957787 | 241207.4 | 3557515.75 | 0
[12 empty] | 0 | 0 | 0 | 0
D | Schedule for PCSTE & PCOM | [10 empty] | 0 | 0 | 0 | 0
1 | Supply and installation of portable smart Dash board monitoring unit |  |  | 1 |  | 1 | No | 159987 | 159987 |  |  | 0 | 0 | 159987 | 0
2 | DTH recharge for Lumsum as per existing tariff plan |  |  | 7 |  | 7 | No | 7200 | 50400 |  |  | 0 | 0 | 50400 | 0
5 | Supply of UTP CAT 6 Cable (Roll is 305 Mtr) of D.LINKIAMP/KRONE |  |  | 7625 | 0 | 7625 | Meter | 37 | 282125 |  |  | 0 | 0 | 282125 | 0
6 | Supply of 12 core single mode armoured optical fiber cable - |  |  | 600 | 400 | 1000 | RMT | 41.3 | 41300 |  |  | 0 | 0 | 24780 | 16520
7 | Supply of 4 Port True 4K HDMI Splitter VS184B Make :ATEN |  |  | 2 |  | 2 | Nos | 26485 | 52970 | A/FX/E-62/23-24. Dt.16-08-2023 (PCEE's CEGE chambers) item No:20 |  | 0 | 0 | 52970 | 0
8 | Supply and installation of High end desk cum Presention system with license of 365 and Adobe |  |  | 1 |  | 1 | No | 168000 | 168000 | Quotation |  | 0 | 0 | 168000 | 0
9 | Supply of Kramer CA-HM-66, Active High Speed HDMI Cable with Ethernet 66' 20.00(M) 4K@60Hz (4:4:4) Make:kramer/creston/extron |  |  | 0 |  | 0 | Nos | 20874.2 | 0 | A/FX/E-38/24-25. Dt.09-07-2024(PCEE's office in 7th floor,TRD office, 4th floor) item no:39 |  | 0 | 0 | 0 | 0
10 | supply and installation of SIP Video phone VP -59 |  |  | 1 |  | 1 | No | 72000 | 72000 | Quotation from Aeonix Technologies Dt. 20-08-2024 |  | 0 | 0 | 72000 | 0
11 | supply and installation of Rukus 650 with Required registration Licence and 3yr support |  |  | 5 | 1 | 6 | No | 80709.64 | 484257.84 | Quotation from RS IT Consultancy Services Dt. 26-06-2024. Item No. 3 |  | 0 | 0 | 403548.2 | 80709.64
12 | Supply and installation of office printer |  |  | 1 |  | 1 | No | 32000 | 32000 | Quotation |  | 0 | 0 | 32000 | 0
13 | Supply of 2 Port True 4K HDMI Splitter VS82H with USB power Make :ATEN |  |  | 8 |  | 8 | Nos | 12117.125 | 96937 | A/FX/E-62/23-24. Dt.16-08-2023 (PCEE's CEGE chambers) item No:22 |  | 0 | 0 | 96937 | 0
14 | supply and installation of Huddle Discussion Table with Chairs (1+4)and 55" interactive flip Display as per user Reqirement, integration and connecting device ,cables in contractor scope only( Cubby,USB, HDMI, C tybe etc) |  |  | 1 |  | 1 | Job | 380000 | 380000 | Quotation |  | 0 | 0 | 380000 | 0
15 | supply of NUC PC i7 latest genetaion, 32GB RAM. 500 TB SSD,with Key board and Mouse. |  |  | 1 |  | 1 | No | 110000 | 110000 | A/FX/P-129/24-25 Dt. 30-7-24 (GM Discussion system) item No.2 |  | 0 | 0 | 110000 | 0
16 | supply and installation of 4k wireless presentation make: Screen Beam Model No.1100plus |  |  | 2 |  | 2 | No | 193849.22 | 387698.44 | Quotation from BT Convergence Technoogy Dt. 19-07-2024 |  | 0 | 0 | 387698.44 | 0
17 | Supply and installation of document scanner |  |  | 1 |  | 1 | No | 38000 | 38000 | Quotation |  | 0 | 0 | 38000 | 0
18 | Provision and laying cement concrete (including transportation of all the material). |  |  | 0 |  | 0 | cum | 5007 | 0 |  |  | 0 | 0 | 0 | 0
19 | supply of passive infrared sensor |  |  | 1 |  | 1 | No | 20100 | 20100 |  |  | 0 | 0 | 20100 | 0
20 | supply of free space flush mount ceiling speakers 4 with ceiling sub woofer |  |  | 1 |  | 1 | Sets | 130000 | 130000 |  |  | 0 | 0 | 130000 | 0
21 | supply of Network controlled player |  |  | 1 |  | 1 | No | 86000 | 86000 |  |  | 0 | 0 | 86000 | 0
23 | supply of True RMS Digital Multimeter fluke-117 |  |  | 2 |  | 2 | nos | 18900 | 37800 |  |  | 0 | 0 | 37800 | 0
24 | supply of Battery Powered 400A AC/DC True RMS Clamp Meter fluke-325 |  |  | 1 |  | 1 | nos | 23000 | 23000 |  |  | 0 | 0 | 23000 | 0
25 | supply and installation of 4 x 4 4K HDMI HDBaseT-Lite Matrix Switch VM3404H |  |  | 1 |  | 1 | No | 96116 | 96116 |  |  | 0 | 0 | 96116 | 0
26 | supply and installation of 4-Port True 4K HDMI Switch with Dual Output VS482B |  |  | 1 |  | 1 | nos | 28300 | 28300 |  |  | 0 | 0 | 28300 | 0
27 | supply and installation of camlive HDMI to USB-C video capture card Aten UC3020 |  |  | 1 |  | 1 | Nos | 20000 | 20000 |  |  | 0 | 0 | 20000 | 0
28 | Supply of Laser projector for VFL for fiber testing |  |  | 3 |  | 3 | Nos | 3500 | 10500 |  |  | 0 | 0 | 10500 | 0
29 | supply of punch down tool for termination of LAN cables |  |  | 6 |  | 6 | Nos | 1800 | 10800 |  |  | 0 | 0 | 10800 | 0
30 | supply of USB to LAN/RJ-45 Giga bit Lan converter. |  |  | 4 |  | 4 | nos | 2396 | 9584 |  |  | 0 | 0 | 9584 | 0
31 | supply of HDMI to VGA converter Aten VC810 |  |  | 4 | 2 | 6 | nos | 2500 | 15000 |  |  | 0 | 0 | 10000 | 5000
32 | supply and installation of Preterminated single mode 24 fiber cassette with suitable Rack mountable bracket/holder Make: Legrand/ R&M /comscope |  |  | 6 |  | 6 | Nos | 31707 | 190242 |  |  | 0 | 0 | 190242 | 0
33 | supply single Mode 24 fiber MPO to MPO 15 Mtr trunk cable Make: Legrand/ R&M /comscope |  |  | 4 |  | 4 | Nos | 8914 | 35656 |  |  | 0 | 0 | 35656 | 0
34 | supply single Mode 24 fiber MPO to MPO 10 Mtr trunk cable Make: Legrand/ R&M /comscope |  |  | 4 |  | 4 | Nos | 7680 | 30720 |  |  | 0 | 0 | 30720 | 0
36 | supply of Shieded RJ 45 jack Make: Dlink/3c3/Comscope |  |  | 200 |  | 200 | No | 30 | 6000 |  |  | 0 | 0 | 6000 | 0
37 | Supply and installation of 1 KVA UPS with 30 minutes backup Make: Aplab/ Emmerson/Numeric/APC/Libert.) |  |  |  | 1 | 1 | Nos. | 7000 | 7000 |  |  | 0 | 0 | 0 | 7000
38 | HDMI Distribution Amplifier 1:4 Mak: Kramer/creston/extron | 0 | 0 |  | 1 | 1 | Nos | 38000 | 38000 |  |  | 0 | 0 | 0 | 38000
38 | Supply of Active High speed HDMI cable with Eternet 15 Mtrs 4K@60Hz (4:4:4) Aten |  |  |  | 1 | 1 | Nos | 17200 | 17200 |  |  | 0 | 0 | 0 | 17200
39 | Supply of Active High speed HDMI cable with Eternet 20 Mtrs 4K@60Hz (4:4:4) Aten |  |  |  | 0 | 0 | Nos. | 21000 | 0 |  |  | 0 | 0 | 0 | 0
40 | supply and installation of 24 fiber FDMS |  |  |  | 0 | 0 | Nos | 20250 | 0 |  |  | 0 | 0 | 0 | 0
42 | Cutting of floor with cutting Machine for laying the pipes / cables as per the instructions of site supervisor |  |  |  | 30 | 30 | RMT | 250 | 7500 |  |  | 0 | 0 | 0 | 7500
43 | Supply of Finolex 1.5 sqmm 2 core armored speaker cable |  |  |  | 100 | 100 | Mtr | 100 | 10000 | Quotation from Optonet 26-6-2024 item No.1 |  | 0 | 0 | 0 | 10000
44 | Installation, testing and commissioning of speakers and reconnection of the same |  |  |  | 1 | 1 | set | 29500 | 29500 |  |  | 0 | 0 | 0 | 29500
45 | Repairing of SPA PCB Mainboard.CCSD-CU & -CURD |  |  |  | 1 | 1 | nos | 43223 | 43223 |  |  | 0 | 0 | 0 | 43223
46 | Repairing of BU PACO |  |  |  | 1 | 1 | nos | 9853 | 9853 |  |  | 0 | 0 | 0 | 9853
[6 empty] | 0 |  |  | 0 |  |  | 0 | 0 | 0 | 0
[9 empty] | 0 |  |  | 0 | 0 | 0 | 0
[12 empty] | 0 | 0 | 0 | 0
| Total (D) : | [7 empty] | 3267769.28 |  |  | 0 | 0 | 3003263.64 | 264505.64 | 3267769.28 | 0
| Total (A+B+C+D) : | [7 empty] | 16631362.006 |  | 11234062.026 | 6204535.736 | 5029526.29 | 4867906.94 | 529393.04 | 16631362.006 | 0
[11 empty] | Est cost | 6242885.7 | 5055040 | 4933241 | 539758 | 16770924.7
[12 empty] | 38349.964 | 25513.71 | 65334.06 | 10364.96 | 139562.694
[12 empty] | Conf-PCEE | PFA | PCSTE | PCOM
[13 empty] | -0.27 |  | -0.64
[8 empty] | Sch-A | 185832.6
[8 empty] | Sch-B | 9620244.376
[8 empty] | Sch-C | 3557515.75
[8 empty] | Sch-D | 3267769.28
[8 empty] | Sch-E | 9620244.376
[8 empty] | Total | 26251606.382
PFA
1 | Supply of 100 X 40/25 mm aluminium race ways of 2mm thickness as per specified by site in charge | 0 | 30 | 0 | 0 | 30 | RMT | 30 | 900 |  |  | 0 | 900 | 0 | 0
2 | Supply of 55 Inch Professional display with HDMI-3 nos, DP-2 nos , USB,LAN DVI, 20 W , 500 nit, Anti glare,Auto Input search, Auto sleep, Auto wakeup.licence Make: LG/sumsung/sony ( As per specification given in Annexure) | 0 | 4 |  |  | 4 | Nos | 2016 | 8064 |  |  | 0 | 8064 | 0 | 0
1 | Supply of UHF Wirless systems 2x4 Channel frequency Handled Mic Make: Shure/EV/Sennheiser ( As per specification given in Annexure) | 0 | 1 |  |  | 1 | Nos | 6.98 | 6.98 |  |  | 0 | 6.98 | 0 | 0
2 | Supply of HDMI extender set 70m Make: Liberty ( As per specification given in Annexure) | 0 | 10 |  |  | 10 | Nos | 0.5 | 5 |  |  | 0 | 5 | 0 | 0
53 | Supply and installation of rack mounted 24 fibre Distribution Management System (FDMS) | 0 | 2 |  |  | 2 | nos | 8269 | 16538 |  |  | 0 | 16538 | 0 | 0
25513.98
CSTE
18 | Provision and laying cement concrete (including transportation of all the material). |  |  | 30 |  | 30 | cum | 1909.79 | 57293.7 |  |  | 0 | 0 | 57293.7 | 0
35 | Supply of splicing of fiber cables |  |  |  | 60 | 60 | pair | 121.5 | 7290 |  |  | 0 | 0 | 0 | 7290
COM
40 | supply and installation of 24 fiber FDMS |  |  |  | 2 | 2 | Nos | 4807 | 9614 |  |  | 0 | 0 | 0 | 9614
39 | Supply of Active High speed HDMI cable with Eternet 20 Mtrs 4K@60Hz (4:4:4) Aten |  |  |  | 2 | 2 | Nos. | 125.8 | 251.6 |  |  | 0 | 0 | 0 | 251.6
41 | Supply fixing or 15 u wall mount rack with Acessorie |  |  |  | 1 | 1 | Nos | 500 | 500 |  |  | 0 | 0 | 0 | 500
10365.6
PCEE Cof
1 | Supply of managed Poe 24 port Gigbit ethernet switch CBS 350-24P power budget 195W | 1 | 0 |  |  | 1 | Nos | 38350 | 38350 |  |  | 38350 | 0 | 0 | 0
38350

## PCEE+PFA+PCSTE+PCOM COMB SC 22.
S C H E D U L E
Name of the Work: Hyderabad Division - -Signal & Telecom arrangement-(1) Railnilayam: Telecom arrangements in connection with Proposed Renovation of Conference hall of PCEE's office in 7th floor of Rail niayam and office chambers in TRD office, 4th floor C-block, Railnilayam (2) Telecom arrangements( conference hall) in connection with Construction of Temporary accommodation for construction Accounts in PFA/O/RN (3) Renovation of PCSTE Chamber, officers chmbers (5 nos) and S&T control office at PCSTEs office,7th floor Railnilayam-Telecom arrangements (4) Railnilayam - Repairs/Renovation of PCOM/SC office in 2nd floor, A-Block, Railnilayam - Telecom Arrangeents
Sl. No. | Description |  | Unit | Rate in Rs. | Total in Rs.
|  | Total |  |  |  | Inspection |  |  | Conf-PCEE | PFA | PCSTE | PCOM | Total |  | Total | Conf-PCEE | PFA | PCSTE | PCOM | Total
A | LABOUR PORTION (SOR Items) :
1 | Provision and laying in position cement concrete of 1 cement:3 sand:6 graded stone aggregate of 20mm normal size excluding cost of cement, centering and shuttering ( including transportation of all the material) . | 60 | Cu.Mtr | 2085.21 | 125112.6 |  |  |  | 30 | 0 | 30 |  | 60 |  | 60 | 30 | 0 | 30 |  | 60
2 | Supply of Cement 53 grade (@ the Rate (in Rupees) of 2.2 quintals per Cu.m of concrete including transportation | 132 | Quintal | 460 | 60720 |  |  |  | 66 | 0 | 66 |  | 132 | 60588 | 132 | 66 | 0 | 66 |  | 132
| Total (A) : |  |  |  | 185832.6
B | Schedule (Quotation items)
1 | Supply of 65 Inch display with HDMI-3 nos, 500 nit,USB,LAN DVI, , Make: LG/sumsung/sony | 1 | Nos | 104800 | 104800 | Consignee |  |  | 1 | 0 |  |  | 1 |  | 1 | 1 | 0 |  |  | 1
2 | Supply of 65 Inch Professional display with HDMI-3 nos, DP-2 nos , 500 nit,USB,LAN DVI, 20W, ,Anti Glare, Auto Input search, Auto sleep, Auto wakeup Make: LG/sumsung/sony | 2 | Nos | 125440 | 250880 | Consignee |  |  | 2 | 0 |  |  | 2 |  | 2 | 2 | 0 |  |  | 2
3 | Supply of 55 Inch Professional display with HDMI-3 nos, DP-2 nos , USB,LAN DVI, 20 W , 500 nit, Anti glare,Auto Input search, Auto sleep, Auto wakeup.licence Make: LG/sumsung/sony ( As per specification given in Annexure) | 6 | Nos | 87840 | 527040 | Consignee |  |  | 2 | 4 |  |  | 6 |  | 6 | 2 | 4 |  |  | 6
4 | Supply of Confidence Monitor stand for well display Make: nT | 1 | Nos | 11431.84 | 11431.84 | Consignee |  |  | 1 | 0 |  |  | 1 |  | 1 | 1 | 0 |  |  | 1
5 | supply and installation of 16 inch touch display with USB C Make: Viewsonic/WACOM/QOMO | 13 | Nos | 32611.66 | 423951.58 | Consignee |  |  | 13 | 0 |  |  | 13 |  | 13 | 13 | 0 |  |  | 13
6 | Supply of Custom mount for Monitor Make: nT | 13 | Nos | 1180 | 15340 | Consignee |  |  | 13 | 0 |  |  | 13 |  | 13 | 13 | 0 |  |  | 13
7 | Supply of UHF Wirless systems 2x4 Channel frequency Handled Mic Make: Shure/EV/Sennheiser ( As per specification given in Annexure) | 3 | Nos | 47251.92 | 141755.76 | Consignee |  |  | 2 | 1 |  |  | 3 |  | 3 | 2 | 1 |  |  | 3
8 | Supply of UHF Wirless systems 2x4 Channel frequency Lapel Mic Make: Shure/EV/Sennheiser ( As per specification given in Annexure) | 1 | Nos | 54077.04 | 54077.04 | Consignee |  |  | 1 | 0 |  |  | 1 |  | 1 | 1 | 0 |  |  | 1
9 | Supply of Plug-and-play Digital control Unit control for up to 245 Discussion Devices with Built-in digital recorder with internal memory (minimum 5 hours recording/ Playback ( As per specification given in Annexure) | 1 | Nos | 224937.5 | 224937.5 | Consignee |  |  | 1 | 0 |  |  | 1 |  | 1 | 1 | 0 |  |  | 1
10 | Supply of Digital Delegate Discussion unit with removable long stem microphone Built-in loudspeaker, Headphone connector, with cable ( As per specification given in Annexure) | 14 | Nos | 46093.75 | 645312.5 | Consignee |  |  | 14 | 0 |  |  | 14 |  | 14 | 14 | 0 |  |  | 14
11 | Supply of Digital Chairman Discussion unit with removable long stem microphone (Built-in loudspeaker, Headphone connector,with cable ( As per specification given in Annexure) | 1 | Nos | 46093.16 | 46093.16 | Consignee |  |  | 1 | 0 |  |  | 1 |  | 1 | 1 | 0 |  |  | 1
12 | Supply of 5M Extension Cable/Make:Bosch | 2 | Nos | 8260 | 16520 | Consignee |  |  | 2 | 0 |  |  | 2 |  | 2 | 2 | 0 |  |  | 2
13 | Supply of 10M Extension Cable/Make:Bosch | 2 | Nos | 16520 | 33040 | Consignee |  |  | 2 | 0 |  |  | 2 |  | 2 | 2 | 0 |  |  | 2
14 | Supply of Digital Mixer : Digital Signal Processor with 4 balanced mic inputs, 2 balanced Mic/Line inputs and 1 stereo unbalanced input. USB audio interface for soft VC integration ,Onboard acoustic echo cancel (AEC) processing.( As per specification given in Annexure) | 1 | Nos | 88500 | 88500 | Consignee |  |  | 1 | 0 |  |  | 1 |  | 1 | 1 | 0 |  |  | 1
15 | Supply of Compact Full Range 4" Ceiling Speaker with 30 W RMS power @ 8 Ohms, Type A with steel back can. Make:Lapgruppen/Bose/QSE | 3 | pairs | 24827.2 | 74481.6 | Consignee |  |  | 3 | 0 |  |  | 3 |  | 3 | 3 | 0 |  |  | 3
16 | Supply of 8x8 HDMI matix switcher Make: Crestron/Kramer/Liberty AV ( As per specification given in Annexure) | 2 | Nos | 241900 | 483800 | Consignee |  |  | 1 | 1 |  |  | 2 |  | 2 | 1 | 1 |  |  | 2
17 | Supply of HDMI extender set 70m Make: Liberty ( As per specification given in Annexure) | 24 | Nos | 33187 | 796488 | Consignee |  |  | 14 | 10 |  |  | 24 |  | 24 | 14 | 10 |  |  | 24
18 | Supply of 1:10 4K HDR HDMI DA/Kramer/ Creston/Extron | 2 | Nos | 194238.62 | 388477.24 | Consignee |  |  | 2 | 0 |  |  | 2 |  | 2 | 2 | 0 |  |  | 2
19 | Supply of Under Desk mounting kit/Kramer/nT | 2 | Nos | 5712.498 | 11424.996 | Consignee |  |  | 2 | 0 |  |  | 2 |  | 2 | 2 | 0 |  |  | 2
20 | Supply of Wall Mount for above camera/nT | 1 | Nos | 3540 | 3540 | Consignee |  |  | 1 | 0 |  |  | 1 |  | 1 | 1 | 0 |  |  | 1
21 | HDMI Distribution Amplifier 1:4 or 1:8 /Kramer/creston/extron | 2 | Nos | 68948.58 | 137897.16 | Consignee |  |  | 2 | 0 |  |  | 2 |  | 2 | 2 | 0 |  |  | 2
22 | Supply of Audio Spaker Cable. Make:Kramer ( As per specification given in Annexure) | 300 | Meter | 138.65 | 41595 | Consignee |  |  | 300 | 0 |  |  | 300 |  | 300 | 300 | 0 |  |  | 300
23 | Supply of Microphone Cable /Make:Kramer | 120 | Meter | 172.87 | 20744.4 | Consignee |  |  | 120 | 0 |  |  | 120 |  | 120 | 120 | 0 |  |  | 120
24 | Supply of Premium High−Speed HDMI Cable 15feet/Make:Kramer | 3 | Nos | 7237 | 21711 | Consignee |  |  | 3 | 0 |  |  | 3 |  | 3 | 3 | 0 |  |  | 3
25 | Supply of High−Speed HDMI Cable 25 feet/Make:Kramer | 3 | Nos | 9521 | 28563 | Consignee |  |  | 3 | 0 |  |  | 3 |  | 3 | 3 | 0 |  |  | 3
26 | Supply of USB 2.0 A to B cable 6 feet/Make:Kramer ( As per specification given in Annexure) | 4 | Nos | 1180 | 4720 | Consignee |  |  | 4 | 0 |  |  | 4 |  | 4 | 4 | 0 |  |  | 4
27 | Supply of USB over UTP RX&TX Make: Icron | 1 | Nos | 37760 | 37760 | Consignee |  |  | 1 | 0 |  |  | 1 |  | 1 | 1 | 0 |  |  | 1
28 | Supply of 12x video conference camera ( As per specification given in Annexure) | 1 | Nos | 144550 | 144550 | Consignee |  |  | 1 | 0 |  |  | 1 |  | 1 | 1 | 0 |  |  | 1
29 | Design ,Installation , programming ,testing and commissioning complete system, ,User training (2-days) and Documentation to prepared in Auto cad and submited soft copy-1 & Hard copy in spiral binding/laminated in 3 sets | 1 | Lot | 236000 | 236000 | Consignee |  |  | 1 | 0 |  |  | 1 |  | 1 | 1 | 0 |  |  | 1
30 | supply and fixing of fully loded Loaded shutter type I/O/ keystone 4 modular Box with back Box PVC/MS as per site requirement Legrand/ Comscope/R&M | 166 | Nos. | 1480 | 245680 | Consignee |  |  | 50 | 0 | 100 | 16 | 166 |  | 166 | 50 | 0 | 100 | 16 | 166
31 | supply and installation 55" of smart display in officers chamber with sound bar ( As per specification given in Annexure) | 10 | Nos | 69390 | 693900 | Consignee |  |  | 4 | 0 |  |  | 4 |  | 4 | 4 | 0 |  |  | 4
32 | Supply of 22 inch interactive (+/-2 inch) Monitor ( As per specification given in Annexure) | 1 | Nos | 41300 | 41300 | Consignee |  |  | 0 | 1 |  |  | 1 |  | 1 | 0 | 1 |  |  | 1
33 | Supply of Table mounts for Monitor ( As per specification given in Annexure) | 1 | Nos | 6637.5 | 6637.5 | Consignee |  |  | 0 | 1 |  |  | 1 |  | 1 | 0 | 1 |  |  | 1
34 | Supply of Well Display Mount on Wheels ( As per specification given in Annexure) | 1 | Nos | 27582.5 | 27582.5 | Consignee |  |  | 0 | 1 |  |  | 1 |  | 1 | 0 | 1 |  |  | 1
35 | Supply of 15.6 inch integrated monitor lift ( As per specification given in Annexure) | 2 | Nos | 144550 | 289100 | Consignee |  |  | 0 | 2 |  |  | 2 |  | 2 | 0 | 2 |  |  | 2
36 | Supply of 10 X PTZ camera with IP,HDMI,USB Output ( As per specification given in Annexure) | 1 | Nos | 142662 | 142662 | Consignee |  |  | 0 | 1 |  |  | 1 |  | 1 | 0 | 1 |  |  | 1
37 | Supply of 4x4 USB 3.2 Gen 1 industrial Hub Switch with RS-232/ RS485 /RS422 control ( As per specification given in Annexure) | 1 | Nos | 28072.2 | 28072.2 | Consignee |  |  | 0 | 1 |  |  | 1 |  | 1 | 0 | 1 |  |  | 1
38 | Supply of Bose Free space FS4SE,Surface Mount ( As per specification given in Annexure) | 1 | Pairs | 87025 | 87025 | Consignee |  |  | 0 | 1 |  |  | 1 |  | 1 | 0 | 1 |  |  | 1
39 | Supply of Bose Free space FS2C ceiling speaker ( As per specification given in Annexure) | 4 | Pairs | 27287.5 | 109150 | Consignee |  |  | 0 | 4 |  |  | 4 |  | 4 | 0 | 4 |  |  | 4
40 | Supply of Bose POWERSPACE P4150+230V EU ( As per specification given in Annexure) | 2 | Nos | 230100 | 460200 | Consignee |  |  | 0 | 2 |  |  | 2 |  | 2 | 0 | 2 |  |  | 2
41 | Supply of Cardioid Condenser Boundary Microphone with Mute switch, 5-Pin XLR Output and Remote Muting of Shure/ Audiotechnica/Schnniser ES947C/FM5 ( As per specification given in Annexure) | 14 | Nos | 29990 | 419860 | Consignee |  |  | 0 | 14 |  |  | 14 |  | 14 | 0 | 14 |  |  | 14
42 | Supply and installation of Push button integration module of Extron/Kramer/Crestron make or similar. With 8 I/O to Interface sensors, detectors, contact closures and alarms, should also provide feedback voltage of 5/ 12/ 24 volts to power the LED indicators for feedback, ( As per specification given in Annexure) | 2 | Nos | 19666 | 39332 | Consignee |  |  | 0 | 2 |  |  | 2 |  | 2 | 0 | 2 |  |  | 2
43 | Supply of Microphone Desk Stand Wireless Transmitter + Rack-mount receiver chassis + Receiver ( As per specification given in Annexure) | 3 | Nos | 86000 | 258000 | Consignee |  |  | 0 | 3 |  |  | 3 |  | 3 | 0 | 3 |  |  | 3
44 | Supply of Audio Technica Cardioid Condenser Quick Mount Gooseneck Microphone 8" or less stem length ( As per specification given in Annexure) | 3 | Nos | 21387.5 | 64162.5 | Consignee |  |  | 0 | 3 |  |  | 3 |  | 3 | 0 | 3 |  |  | 3
45 | Supply of Audio Technica Cardioid Condenser Quick Mount Gooseneck Microphone 15" or less stem length ( As per specification given in Annexure) | 3 | Nos | 27287.5 | 81862.5 | Consignee |  |  | 0 | 3 |  |  | 3 |  | 3 | 0 | 3 |  |  | 3
46 | Supply of Bose Audio processor CONTROLSPACE EX-1280C ( As per specification given in Annexure) | 2 | Nos | 369576 | 739152 | Consignee |  |  | 0 | 2 |  |  | 2 |  | 2 | 0 | 2 |  |  | 2
47 | Supply of AV Control processor with 10.2 inch wireless touch control interface ( As per specification given in Annexure) | 1 | Nos | 204140 | 204140 | Consignee |  |  | 0 | 1 |  |  | 1 |  | 1 | 0 | 1 |  |  | 1
48 | Supply of Cables and Connectors,Control cables,Speaker cables, mic/Audio cables ( As per specification given in Annexure) | 1 | Lot | 54280 | 54280 | Consignee |  |  | 0 | 1 |  |  | 1 |  | 1 | 0 | 1 |  |  | 1
49 | Supply of Legrand POP-UP box with HDMI X 1,USB charger X 1, Dummy X 2 ( As per specification given in Annexure) | 4 | Nos | 16189.6 | 64758.4 | Consignee |  |  | 0 | 4 |  |  | 4 |  | 4 | 0 | 4 |  |  | 4
50 | Supply and laying of 25 mm PVC pipe | 100 | Mtr | 49.56 | 4956 | Consignee |  |  | 0 | 100 |  |  | 100 |  | 100 | 0 | 100 |  |  | 100
51 | Supply of wireless presenter/screen beem to share the content from Mobile ( Andriod, IOS) and BYOD Make: screen Beam/creston as per specification given in Annexure | 1 | Nos | 140000 | 140000 | Consignee |  |  | 0 | 1 |  |  | 1 |  | 1 | 0 | 1 |  |  | 1
52 | installation,Programing, Documentation, labling and Training ( As per specification given in Annexure) | 1 | Lot | 153400 | 153400 | Consignee |  |  | 0 | 1 |  |  | 1 |  | 1 | 0 | 1 |  |  | 1
53 | Supply and installation of rack mounted 24 fibre Distribution Management System (FDMS) | 0 | nos | 23712 | 0 | Consignee |  |  | 0 | 2 |  |  | 2 | -2 | 2 | 0 | 2 |  |  | 2
40 | Supply and installation of rack mounted 24 fibre Distribution Management System (FDMS) of size 1U, of reputed/Branded company make as per Specn No. RDSO /SPN/TC/37/2020 Rev.4.0 with latest amendments. The FDMS shall include 24 SC-PC/Required adaptors having insertion loss less than or equal to 0.1dB and 24 numbers 900 micron 1.5m SC-PC/required pigtails. | 0 | Nos | 20250 | 0 | Consignee | [5 empty] | 2 | 2 |  | 2 |  |  |  | 2 | 2
15 | Supply and installation of rack mounted 24 fibre Distribution Management System (FDMS) of size 1U, of reputed/Branded company make as per Specn No. RDSO /SPN/TC/37/2020 Rev.4.0 with latest amendments. The FDMS shall include 24 SC-PC/Required adaptors having insertion loss less than or equal to 0.1dB and 24 numbers 900 micron 1.5m SC-PC/required pigtails. | 6 | Nos. | 15443 | 92658 | Consignee |  |  | 2 | 0 |  |  | 2 |  | 2 | 2 | 0 |  |  | 2
54 | Supply and installation of Professional Signage Display, 24X7 operations Make:Samsung QM55C or latest or similar from LG/Sony | 3 | No | 83200 | 249600 | Consignee |  |  |  |  | 3 |  | 3 |  | 3 |  |  | 3 |  | 3
11 | supply and installation of Rukus 650 or latest with Required registration Licence and 3yr support | 6 | No | 80709.64 | 484257.84 | Consignee | Quotation from RS IT Consultancy Services Dt. 26-06-2024. Item No. 3 |  |  |  | 5 | 1 | 6 |  | 6 |  |  | 5 | 1 | 6
| Total (B) : |  |  |  | 10197160.216
0
C | Schedule Supply potion
1 | Supply of 30Watt Surface mount full Range speakers 2 way Make: Tannoy/Bose/QSE. Colour will be specified by site incharge ( As per specification given in Annexure) | 1 | Pair | 50995.43 | 50995.43 | Consignee |  |  | 1 | 0 |  |  | 1 |  | 1 | 1 | 0 |  |  | 1
2 | Supply of Dual Channel Amplifier with delivering 2 x 120 W @ 4/8 Ohms and 70V/100V. Make:Lapgruppen/Bose/QSE ( As per specification given in Annexure) | 2 | Nos. | 83294.11 | 166588.22 | Consignee |  |  | 2 | 0 |  |  | 2 |  | 2 | 2 | 0 |  |  | 2
3 | supply of HDMI HDBaseT-Lite Transmitter with EU wall plate type Make:Kramer/Extron/Crestron ( As per specification given in Annexure) | 1 | Nos | 26937.31 | 26937.31 | Consignee |  |  | 1 | 0 |  |  | 1 |  | 1 | 1 | 0 |  |  | 1
4 | Supply of Control processor for full room AV Automation Make::Kramer/Extron/Crestron ( As per specification given in Annexure) | 1 | Nos | 120802.5 | 120802.5 | Consignee |  |  | 1 | 0 |  |  | 1 |  | 1 | 1 | 0 |  |  | 1
5 | Supply of Apple IPad 10.2-inch Retina display, A12 Bionic chip,8 GB RAM , 32 GB Wi-Fi or Latest for Audio , video integration purpose | 1 | Nos | 31270 | 31270 | Consignee |  |  | 1 | 0 |  |  | 1 |  | 1 | 1 | 0 |  |  | 1
6 | Supply of Cable Mount Enclosure with 1-Power,, 1 LAN, 1 HDMI, and 1-USB Make: Logic/nT/Magnum | 4 | Nos | 8179.76 | 32719.04 | Consignee |  |  | 4 | 0 |  |  | 4 |  | 4 | 4 | 0 |  |  | 4
7 | supply and installation of 4 port USB switcher Make: icron ( As per specification given in Annexure) | 1 | Nos | 24988.23 | 24988.23 | Consignee |  |  | 1 | 0 |  |  | 1 |  | 1 | 1 | 0 |  |  | 1
8 | Supply of HDMI cable 1.8 Mtr Make: Kramer/Extron/Crestron | 18 | Nos | 2229.02 | 40122.36 | Consignee |  |  | 18 | 0 |  |  | 18 |  | 18 | 18 | 0 |  |  | 18
9 | Supply of USB 3.0 A (male) to USB B (Male) cable Make: Kramer/Extron/Crestron | 4 | Nos | 390.58 | 1562.32 | Consignee |  |  | 4 | 0 |  |  | 4 |  | 4 | 4 | 0 |  |  | 4
10 | Supply of CAT-6 STP Cable, 305 Mtrs Make: Dlink/3C/Legrand | 4 | Nos | 9204 | 36816 | Consignee |  |  | 2 | 2 |  |  | 4 |  | 4 | 2 | 2 |  |  | 4
11 | Supply of Kramer CA-HM-66, Active High Speed HDMI Cable with Ethernet 66' 20.00(M) 4K@60Hz (4:4:4) Make:kramer/creston/extron | 24 | Nos | 20874.2 | 500980.8 | Consignee |  |  | 7 | 0 |  |  | 7 |  | 7 | 7 | 0 |  |  | 7
39 | Supply of Active High speed HDMI cable with Eternet 20 Mtrs 4K@60Hz (4:4:4) Aten | 0 | Nos. | 21000 | 0 | Consignee | [5 empty] | 2 | 2 |  | 2 |  |  |  | 2 | 2
9 | Supply of Kramer CA-HM-66, Active High Speed HDMI Cable with Ethernet 66' 20.00(M) 4K@60Hz (4:4:4) Make:kramer/creston/extron | 0 | Nos | 20874.2 | 0 | Consignee | A/FX/E-38/24-25. Dt.09-07-2024(PCEE's office in 7th floor,TRD office, 4th floor) item no:39 |  |  |  | 15 |  | 15 |  | 15 |  |  | 15 |  | 15
12 | Supply of Connectors Bulk and required accessories as per site requirement | 1 | No | 14160 | 14160 | Consignee |  |  | 1 | 0 |  |  | 1 |  | 1 | 1 | 0 |  |  | 1
14 | Supply of Quad Face plate with RJ11 I/O's Make : Legrand/Bestnet/Dlink | 10 | Nos | 600 | 6000 | Consignee |  |  | 10 | 0 |  |  | 10 |  | 10 | 10 | 0 |  |  | 10
18 | Supply of portable Teaching Amplifier 3710 MX make ( As per specification given in Annexure) | 2 | Nos | 8000 | 16000 | Consignee |  |  | 1 | 1 |  |  | 2 |  | 2 | 1 | 1 |  |  | 2
23 | Supply of 24 Port Smart Managed PoE Switch 24x Gigabit Copper PoE and 4x Gigabit dual pers., Make CISCO CBS350 or better | 12 | Nos. | 38350 | 460200 | Consignee |  |  | 1 | 1 |  | 1 | 3 |  | 3 | 1 | 1 |  | 1 | 3
43 | Supply of managed Poe 24 port Gigbit ethernet switch CBS 350-24P power budget 195W | 0 | Nos | 38350 | 0 | Consignee |  |  | 5 | 0 |  |  | 5 |  | 5 | 5 | 0 |  |  | 5
24 | Supply of exchange monitoring console for exchange admin user suitable conference system for soft VC integration ( As per specification given in Annexure) | 1 | Nos | 87910 | 87910 | Consignee |  |  | 1 | 0 |  |  | 1 |  | 1 | 1 | 0 |  |  | 1
25 | Supply of 12 fibre Single mode armoured optical fiber cable - fibre to have nominal dia. of 8.8 µm to 9.8 µm and normal cladding diameter of 125 µm ± 1 or better. As per RDSO Spec No.IRS: TC 55 2006 (Rev.1.0) Amendment.3 or latest Make: Finolex or better | 1700 | Mts | 41.3 | 70210 | Consignee |  |  | 400 | 300 |  |  | 700 |  | 700 | 400 | 300 |  |  | 700
6 | Supply of 12 core single mode armoured optical fiber cable - | 0 | RMT | 41.3 | 0 | Consignee |  |  |  |  | 600 | 400 | 1000 |  | 1000 |  |  | 600 | 400 | 1000
26 | supply of 4 way Spike busters with 5 mtrs power cable with individual switch And Fused for each socket 5A reputed make: MX./ Anchor/Legrand | 6 | Nos. | 1200 | 7200 | Consignee |  |  | 6 | 0 |  |  | 6 |  | 6 | 6 | 0 |  |  | 6
27 | Supply of RJ-45 Jacks for CAT-6 cable.Make: D-Link. | 988 | Nos. | 10.75 | 10621 | Consignee |  |  | 500 | 0 | 488 |  | 988 |  | 988 | 500 | 0 | 488 |  | 988
29 | supply of Multi Cord Binders SIZE 16 mm Make:MX or better (1.5 mts length) | 7 | Nos. | 545 | 3815 | Consignee |  |  | 4 | 0 |  | 3 | 7 |  | 7 | 4 | 0 |  | 3 | 7
30 | supply of Multi Cord Binders SIZE 22 mm Make:MX or better (1.5 mts length) | 4 | Nos. | 728 | 2912 | Consignee |  |  | 4 | 0 |  |  | 4 |  | 4 | 4 | 0 |  |  | 4
31 | Supply of RG-6 PVC Copper Co-axial cable (Make: Deltone / Finolex/Comscope) in the PVC Casing/ PVC/ Pipes/Channels.-per Metre | 1400 | RMT | 42 | 58800 | Consignee |  |  | 400 | 0 | 800 | 200 | 1400 |  | 1400 | 400 | 0 | 800 | 200 | 1400
42 | Supply of Velero Roll 10 mtr length For Tagging for cables | 3 | nos | 2301 | 6903 | Consignee |  |  | 3 | 0 |  |  | 3 |  | 3 | 3 | 0 |  |  | 3
44 | supply of 2 mtr 4k HDMI cable Make :ATEN | 6 | Nos | 811 | 4866 | Consignee |  |  | 6 | 0 |  |  | 6 |  | 6 | 6 | 0 |  |  | 6
45 | supply of 1 mtr 4k HDMI cable Make :ATEN | 7 | Nos | 650 | 4550 | Consignee |  |  | 7 | 0 |  |  | 7 |  | 7 | 7 | 0 |  |  | 7
46 | Supply of Sony PX470 Digital Voice Rordr PX series, ICD-PX470 | 1 | Nos | 6100 | 6100 | Consignee |  |  | 1 | 0 |  |  | 1 |  | 1 | 1 | 0 |  |  | 1
33 | Supply of 100 X 40/25 mm aluminium race ways of 2mm thickness as per specified by site in charge | 260 | RMT | 380 | 98800 | Consignee |  |  | 50 | 30 | 150 | 30 | 260 |  | 260 | 50 | 30 | 150 | 30 | 260
| Total (B) : |  |  |  | 1892829.21
0
D | Schedule Labour potion
13 | Splicing of Optical Fiber Cable (Pair) with splicing loss should be less than 0.5dbwith neat dressing in FDMS/Joint Enclosure | 168 | Pairs | 88.5 | 14868 | Consignee |  |  | 108 | 0 |  |  | 108 |  | 108 | 108 | 0 |  |  | 108
35 | Supply of splicing of fiber cables | 0 | pair | 210 | 0 | Consignee |  |  |  |  | 60 |  | 60 |  | 60 |  |  | 60 |  | 60
16 | Supply and fixing of SC-LC/LC-LC patch cards(1mtr length) with 0dB adaptors as per TEC spec G/OJC-01/03 JAN 99 or latest make Make:3C3/legrand/ comscope | 68 | pair | 250 | 17000 | Consignee |  |  | 36 | 4 | 18 | 10 | 68 |  | 68 | 36 | 4 | 18 | 10 | 68
17 | Supply and installation of Aten DP to HDMI converter 1080P | 1 | Nos | 2400 | 2400 | Consignee |  |  | 1 | 0 |  |  | 1 |  | 1 | 1 | 0 |  |  | 1
19 | Supply & installation of Wireless Access Point 3X3:3x Streams, Beam flex + Dual ports802.3 af POE support including mounting kit Make RUCKUS Model: R 350 | 2 | Nos | 39325.77 | 78651.54 | Consignee |  |  | 1 | 0 |  |  | 1 |  | 1 | 1 | 0 |  |  | 1
53 | Supply of Wireless Access Point Rukus R350 or Latest | 0 | Nos | 39325.77 | 0 | Consignee |  |  | 0 | 1 |  |  | 1 |  | 1 | 0 | 1 |  |  | 1
20 | perpetual Licence for Ap registration for RUCKUS AP | 2 | Nos | 7080 | 14160 | Consignee |  |  | 1 | 0 |  |  | 1 |  | 1 | 1 | 0 |  |  | 1
54 | perpetual Licence for Ap registration for Access point | 0 | Nos | 7080 | 0 | Consignee |  |  | 0 | 1 |  |  | 1 |  | 1 | 0 | 1 |  |  | 1
21 | supply and installation of 10 mtr MPO casset 24 fiber patch pannel with fiber cableboth End combination of SC-SC/SC-LC/LC-LC as per site requirement | 5 | Nos | 13800 | 69000 | Consignee |  |  | 5 | 0 |  |  | 5 |  | 5 | 5 | 0 |  |  | 5
22 | supply and installation of 15 mtr MPO casset 24 fiber patch pannel with fiber cableboth End combination of SC-SC/SC-LC/LC-LC as per site requirement | 4 | Nos | 17500 | 70000 | Consignee |  |  | 4 | 0 |  |  | 4 |  | 4 | 4 | 0 |  |  | 4
28 | Supply & fixing of 15U rack. With locking front glass door and fully vented rear steel door, compatible with standard 19" accessories with cooling fan, power manager with 5 sockets,1 equipment tray, earth connecting kit etc this includes wiring as per the instruction of site incharge. Make: HCL/ Vero president/bestnet. | 3 | Nos | 18000 | 54000 | Consignee |  |  | 1 | 0 | 1 |  | 2 |  | 2 | 1 | 0 | 1 |  | 2
41 | Supply fixing or 15 u wall mount rack with Acessorie | 0 | Nos | 18500 | 0 | Consignee | [5 empty] | 1 | 1 |  | 1 |  |  |  | 1 | 1
32 | Supply and installation of rack mounted 12F FMS fiber part no.fms-1u 12FS 12FP Raychem make including 12Nos 0.2db FC /PC adaptors and 12 numbers 900 micron 1.5 meter FCPC pigtails. RDSO Spec No.: RDSO/SPN/TC-037-2000 (Ver.3) or latest. | 8 | No. | 9266 | 74128 | Consignee |  |  | 4 | 0 | 4 |  | 8 |  | 8 | 4 | 0 | 4 |  | 8
34 | Laying of 100X25mm aluminium race ways and fixing. Required couplings , clamps etc as per site requirement | 260 | Mtr. | 85 | 22100 | Consignee |  |  | 50 | 30 | 150 | 30 | 260 |  | 260 | 50 | 30 | 150 | 30 | 260
35 | Supply and fixing of MS junction boxes with steel plate cover of 2mm thick for covering the existing floor as per site requirementand and proper packing of junction box. | 48 | Nos. | 300 | 14400 | Consignee |  |  | 10 | 10 | 25 | 3 | 48 |  | 48 | 10 | 10 | 25 | 3 | 48
36 | Supply and laying of Cat of CAT-6 UTP cable drum/ box of 305 mtrs length each make D-link/Molex/Amp | 26 | Box | 7080 | 184080 | Consignee |  |  | 22 | 0 | 0 | 4 | 26 |  | 26 | 22 | 0 | 0 | 4 | 26
37 | Supply and fixing/laying of 40mm dia 2mm thick PVC pipe (Sudhakar/Nandi/SR make or bettr) duly groving concealed in the walls. All the required accessories such as Deep boxes, Jn Boxes, Normal bends, diversion bends etc are to be arranged by the contractor,as specified by supervisor in-charge. | 400 | RMT | 163 | 65200 | Consignee |  |  | 200 | 0 | 150 | 50 | 400 |  | 400 | 200 | 0 | 150 | 50 | 400
38 | Supply and fixing/laying of 25mm dia 2mm thick PVC pipe (Sudhakar/Nandi/SR make or bettr) duly groving concealed in the walls. All the required accessories such as Deep boxes, Jn Boxes, Normal bends, diversion bends etc are to be arranged by the contractor,as specified by supervisor in-charge. | 700 | RMT | 78 | 54600 | Consignee |  |  | 200 | 0 | 400 | 100 | 700 |  | 700 | 200 | 0 | 400 | 100 | 700
39 | Supply & fixing of PVC Flexible pipe of 25/40/50 mm dia sizes of Reputed make | 350 | RMT | 60 | 21000 | Consignee |  |  | 100 | 0 | 250 |  | 350 |  | 350 | 100 | 0 | 250 |  | 350
40 | Cutting of floor with machine of 100 mm width X25/40mm depth trench for aluminium race ways with aluminium clamps/PVC Pipe with clamp at every 1 meter. and restoring the surface (All required materials are to be arranged by the contractor | 230 | Mtr. | 100 | 23000 | Consignee |  |  | 50 | 30 | 150 |  | 230 |  | 230 | 50 | 30 | 150 |  | 230
41 | Laying different type of PVC/UTP/RG-6/11/Data cables etc through PVC pipes or casing as per instructions of site in-charge. | 6010 | Mtr. | 5 | 30050 | Consignee |  |  | 6010 | 0 |  |  | 6010 |  | 6010 | 6010 | 0 |  |  | 6010
47 | supply and installation of 36 U rack with wheel locking ,cooling fan,full depth Tray, power manager, cable manger make: val rack/ besrnet | 4 | Nos | 32300 | 129200 | Consignee |  |  | 2 | 0 | 2 |  | 4 |  | 4 | 2 | 0 | 2 |  | 4
48 | Supply & installation of 2KVA True On Line UPS, with surge protection filter including all accessories Model No. Make Aplab/APC/Libert/Delta or better All required materials such as MCB of suitable rating for installation would have to be arranged by contractor and consisting of a) Microprocessor based double conversion true on line UPS System. b) Key features. c) DSP 4thy generation Technology. d) Front LCD Panel * IGBT Rectifier. e) Low input currunt distortion < 3% f) Output power factor+0.9 g) Wide input-Voltage Range h) Single phase input and Singlle phase output. | 5 | Nos | 27022 | 135110 | Consignee |  |  | 1 | 0 | 3 | 1 | 5 |  | 5 | 1 | 0 | 3 | 1 | 5
49 | Supply and installation of 26AH/12V - 4 Nos SMF batteries for backup for above 2 KVA on line UPS system (Make: Amaron Quanta/Exide/HBL or better) along with battery inter linking cables. | 5 | Nos | 11776 | 58880 | Consignee |  |  | 1 | 0 | 3 | 1 | 5 |  | 5 | 1 | 0 | 3 | 1 | 5
50 | Supply and installation of MS stand, inter connectors for above 2 KVA on line UPS system batteries | 5 | Nos | 1770 | 8850 | Consignee |  |  | 1 | 0 | 3 | 1 | 5 |  | 5 | 1 | 0 | 3 | 1 | 5
51 | Supply and installation of Logitech R500 slide changer wireless reckonr | 1 | Nos | 6529 | 6529 | Consignee |  |  | 1 | 0 |  |  | 1 |  | 1 | 1 | 0 |  |  | 1
52 | Supply and installation of 86/85 Inch Professional display with HDMI-3 nos, DP-2 nos , 500 nit,USB,LAN DVI, 20W, Make: LG/sumsung/sony ( As per specification given in Annexure) | 1 | Nos | 391040 | 391040 | Consignee |  |  |  | 1 |  |  | 1 |  | 1 |  | 1 |  |  | 1
56 | Supply of 26 AV Rack 800x600 with sheves,fan,PDU and caster wheels ( As per specification given in Annexure) | 1 | Nos | 41647 | 41647 | Consignee |  |  | 0 | 1 |  |  | 1 |  | 1 | 0 | 1 |  |  | 1
57 | Supply of HDMI cable 1.8 Mtr Make: Kramer/Extron/Crestron ( As per specification given in Annexure) | 15 | Nos | 2229 | 33435 | Consignee |  |  | 0 | 15 |  |  | 15 | 33420 | 15 | 0 | 15 |  |  | 15
1 | Supply and installation of portable smart Dash board monitoring unit as per Specification given in Annexure | 1 | No | 159987 | 159987 | Consignee |  |  |  |  | 1 |  | 1 |  | 1 |  |  | 1 |  | 1
2 | DTH recharge for Lumsum as per existing tariff plan | 7 | No | 7200 | 50400 | Consignee |  |  |  |  | 7 |  | 7 |  | 7 |  |  | 7 |  | 7
5 | Supply of UTP CAT 6 Cable (Roll is 305 Mtr) of D.LINKIAMP/KRONE including laying | 7625 | Meter | 37 | 282125 | Consignee |  |  |  |  | 7625 | 0 | 7625 |  | 7625 |  |  | 7625 | 0 | 7625
7 | Supply of 4 Port True 4K HDMI Splitter VS184B Make :ATEN | 2 | Nos | 26485 | 52970 | Consignee | A/FX/E-62/23-24. Dt.16-08-2023 (PCEE's CEGE chambers) item No:20 |  |  |  | 2 |  | 2 |  | 2 |  |  | 2 |  | 2
8 | Supply and installation of High end desk cum Presention system with license of 365 and Adobe ( As per specification given in Annexure) | 1 | No | 168000 | 168000 | Consignee | Quotation |  |  |  | 1 |  | 1 |  | 1 |  |  | 1 |  | 1
10 | supply and installation of SIP Video phone VP -59 | 1 | No | 72000 | 72000 | Consignee | Quotation from Aeonix Technologies Dt. 20-08-2024 |  |  |  | 1 |  | 1 |  | 1 |  |  | 1 |  | 1
12 | Supply and installation of office printer ( As per specification given in Annexure) | 1 | No | 32000 | 32000 | Consignee | Quotation |  |  |  | 1 |  | 1 |  | 1 |  |  | 1 |  | 1
13 | Supply of 2 Port True 4K HDMI Splitter VS82H with USB power Make :ATEN | 8 | Nos | 12117.125 | 96937 | Consignee | A/FX/E-62/23-24. Dt.16-08-2023 (PCEE's CEGE chambers) item No:22 |  |  |  | 8 |  | 8 |  | 8 |  |  | 8 |  | 8
14 | supply and installation of Huddle Discussion Table with Chairs (1+4)and 55" interactive flip Display as per user Reqirement, integration and connecting device ,cables in contractor scope only( Cubby,USB, HDMI, C tybe etc) | 1 | Job | 380000 | 380000 | Consignee | Quotation |  |  |  | 1 |  | 1 |  | 1 |  |  | 1 |  | 1
15 | supply of NUC PC i7 latest genetaion, 32GB RAM. 500 TB SSD,with Key board and Mouse. | 1 | No | 110000 | 110000 | Consignee | A/FX/P-129/24-25 Dt. 30-7-24 (GM Discussion system) item No.2 |  |  |  | 1 |  | 1 |  | 1 |  |  | 1 |  | 1
16 | supply and installation of 4k wireless presentation make: Screen Beam Model No.1100plus | 2 | No | 193849.22 | 387698.44 | Consignee | Quotation from BT Convergence Technoogy Dt. 19-07-2024 |  |  |  | 2 |  | 2 |  | 2 |  |  | 2 |  | 2
17 | Supply and installation of document scanner ( As per specification given in Annexure) | 1 | No | 38000 | 38000 | Consignee | Quotation |  |  |  | 1 |  | 1 |  | 1 |  |  | 1 |  | 1
18 | Provision and laying cement concrete (including transportation of all the material). | 0 | cum | 5007 | 0 | Consignee |  |  |  |  | 0 |  | 0 |  | 0 |  |  | 0 |  | 0
19 | supply of passive infrared sensor Make: Creston/Extron/Kramer (As per specification given in Annexure) | 1 | No | 20100 | 20100 | Consignee |  |  |  |  | 1 |  | 1 |  | 1 |  |  | 1 |  | 1
20 | supply of free space flush mount ceiling speakers 4 with ceiling sub woofer Make:BOSE/Mayersound/Laccoustics (As per specification given in Annexure) | 1 | Sets | 130000 | 130000 | Consignee |  |  |  |  | 1 |  | 1 |  | 1 |  |  | 1 |  | 1
21 | supply of Network controlled player Make: Biamp/Apart/Sonos (As per specification given in Annexure) | 1 | No | 86000 | 86000 | Consignee |  |  |  |  | 1 |  | 1 |  | 1 |  |  | 1 |  | 1
22 | supply and installation of 24 port poe switch CBS 350 0f 190 power budget | 0 | Nos | 38500 | 0 | Consignee |  |  |  |  | 5 |  | 5 |  | 5 |  |  | 5 |  | 5
23 | supply of True RMS Digital Multimeter fluke-117 | 2 | nos | 18900 | 37800 | Consignee |  |  |  |  | 2 |  | 2 |  | 2 |  |  | 2 |  | 2
24 | supply of Battery Powered 400A AC/DC True RMS Clamp Meter fluke-325 | 1 | nos | 23000 | 23000 | Consignee |  |  |  |  | 1 |  | 1 |  | 1 |  |  | 1 |  | 1
25 | supply and installation of 4 x 4 4K HDMI HDBaseT-Lite Matrix Switch VM3404H | 1 | No | 96116 | 96116 | Consignee |  |  |  |  | 1 |  | 1 |  | 1 |  |  | 1 |  | 1
26 | supply and installation of 4-Port True 4K HDMI Switch with Dual Output VS482B | 1 | nos | 28300 | 28300 | Consignee |  |  |  |  | 1 |  | 1 |  | 1 |  |  | 1 |  | 1
27 | supply and installation of camlive HDMI to USB-C video capture card Aten UC3020 | 1 | Nos | 20000 | 20000 | Consignee |  |  |  |  | 1 |  | 1 |  | 1 |  |  | 1 |  | 1
28 | Supply of Laser projector for VFL for fiber testing | 3 | Nos | 3500 | 10500 | Consignee |  |  |  |  | 3 |  | 3 |  | 3 |  |  | 3 |  | 3
29 | supply of punch down tool for termination of LAN cables | 6 | Nos | 1800 | 10800 | Consignee |  |  |  |  | 6 |  | 6 |  | 6 |  |  | 6 |  | 6
30 | supply of USB to LAN/RJ-45 Giga bit Lan converter. | 4 | nos | 2396 | 9584 | Consignee |  |  |  |  | 4 |  | 4 |  | 4 |  |  | 4 |  | 4
31 | supply of HDMI to VGA converter Aten VC810 | 6 | nos | 2500 | 15000 | Consignee |  |  |  |  | 4 | 2 | 6 |  | 6 |  |  | 4 | 2 | 6
32 | supply and installation of Preterminated single mode 24 fiber cassette with suitable Rack mountable bracket/holder Make: Legrand/ R&M /comscope | 6 | Nos | 31707 | 190242 | Consignee |  |  |  |  | 6 |  | 6 |  | 6 |  |  | 6 |  | 6
33 | supply single Mode 24 fiber MPO to MPO 15 Mtr trunk cable Make: Legrand/ R&M /comscope | 4 | Nos | 8914 | 35656 | Consignee |  |  |  |  | 4 |  | 4 |  | 4 |  |  | 4 |  | 4
34 | supply single Mode 24 fiber MPO to MPO 10 Mtr trunk cable Make: Legrand/ R&M /comscope | 4 | Nos | 7680 | 30720 | Consignee |  |  |  |  | 4 |  | 4 |  | 4 |  |  | 4 |  | 4
36 | supply of Shieded RJ 45 jack Make: Dlink/3c3/Comscope | 200 | No | 30 | 6000 | Consignee |  |  |  |  | 200 |  | 200 |  | 200 |  |  | 200 |  | 200
37 | Supply and installation of 1 KVA UPS with 30 minutes backup Make: Aplab/ Emmerson/Numeric/APC/Libert.) | 1 | Nos. | 7000 | 7000 | Consignee | [5 empty] | 1 | 1 |  | 1 |  |  |  | 1 | 1
38 | Supply of HDMI Distribution Amplifier 1:4 /Kramer/creston/extron | 1 | Nos | 38000 | 38000 | Consignee |  |  | 0 | 0 |  | 1 | 1 |  | 1 | 0 | 0 |  | 1 | 1
38 | Supply of Active High speed HDMI cable with Eternet 15 Mtrs 4K@60Hz (4:4:4) Aten | 1 | Nos | 17200 | 17200 | Consignee | [5 empty] | 1 | 1 |  | 1 |  |  |  | 1 | 1
42 | Cutting of floor/wall with cutting Machine for laying the pipes / cables as per the instructions of site supervisor and restoring the same (All required materials are to be arranged by the contractor | 30 | RMT | 250 | 7500 | Consignee | [5 empty] | 30 | 30 |  | 30 |  |  |  | 30 | 30
43 | Supply of Finolex 1.5 sqmm 2 core armored speaker cable | 100 | Mtr | 100 | 10000 | Consignee | Quotation from Optonet 26-6-2024 item No.1 |  |  |  |  | 100 | 100 |  | 100 |  |  |  | 100 | 100
44 | Installation, testing and commissioning of speakers and reconnection of the same as per the instructions of site supervisor | 1 | Set | 29500 | 29500 | Consignee | [5 empty] | 1 | 1 |  | 1 |  |  |  | 1 | 1
45 | Repairing of SPA PCB Mainboard.CCSD-CU & -CURD | 1 | nos | 43223 | 43223 | Consignee | [5 empty] | 1 | 1 |  | 1 |  |  |  | 1 | 1
46 | Repairing of BU PACO | 1 | nos | 9853 | 9853 | Consignee | [5 empty] | 1 | 1 |  | 1 |  |  |  | 1 | 1
[9 empty] | 0 | 0 | 7896 | 138 | 8034 | -8034 | 0 |  |  |  |  | 0
| Total (D) : |  |  |  | 4355539.98
0
| Total (A+B+C) : |  |  |  | 16631362.006 |  | 0
Est cost
JE/Drg SSE/Drg SSE/T SSE/S/ Sr.DSTE/HYB
|  |  |  | Sch-A | 185832.6
|  |  |  | Sch-B | 10197160.216
|  |  |  | Sch-C | #REF!
|  |  |  | Sch-D | 4355539.98
|  |  |  | Sch-E | 10197160.216
|  |  |  | Total | #REF!
PFA
1 | Supply of 100 X 40/25 mm aluminium race ways of 2mm thickness as per specified by site in charge | 30 | RMT | 30 | 900 | [9 empty] | 30 | 0 | 30 | 0 | 0 | 30
2 | Supply of 55 Inch Professional display with HDMI-3 nos, DP-2 nos , USB,LAN DVI, 20 W , 500 nit, Anti glare,Auto Input search, Auto sleep, Auto wakeup.licence Make: LG/sumsung/sony ( As per specification given in Annexure) | 4 | Nos | 2016 | 8064 |  |  |  | 0 | 30 | 0 | 0 | 30 |  | 4 | 0 | 4 |  |  | 4
1 | Supply of UHF Wirless systems 2x4 Channel frequency Handled Mic Make: Shure/EV/Sennheiser ( As per specification given in Annexure) | 1 | Nos | 6.98 | 6.98 |  |  |  | 0 | 4 |  |  | 4 |  | 1 | 0 | 1 |  |  | 1
2 | Supply of HDMI extender set 70m Make: Liberty ( As per specification given in Annexure) | 10 | Nos | 0.5 | 5 |  |  |  | 0 | 1 |  |  | 1 |  | 10 | 0 | 10 |  |  | 10
[9 empty] | 0 | 10 |  |  | 10
CSTE
18 | Provision and laying cement concrete (including transportation of all the material). | 30 | cum | 1909.79 | 57293.7 | [9 empty] | 30 |  |  | 30 |  | 30
[11 empty] | 30 |  | 30
18 | Provision and laying cement concrete (including transportation of all the material). | 0 | cum | 5007 | 0 | [9 empty] | 0 |  |  | 0 |  | 0

## PCEE+PFA+PCSTE+PCOM COMB SCh F
S C H E D U L E
Name of the Work: Hyderabad Division - -Signal & Telecom arrangement-(1) Railnilayam: Telecom arrangements in connection with Proposed Renovation of Conference hall of PCEE's office in 7th floor of Rail niayam and office chambers in TRD office, 4th floor C-block, Railnilayam (2) Telecom arrangements( conference hall) in connection with Construction of Temporary accommodation for construction Accounts in PFA/O/RN (3) Renovation of PCSTE Chamber, officers chmbers (5 nos) and S&T control office at PCSTEs office,7th floor Railnilayam-Telecom arrangements (4) Railnilayam - Repairs/Renovation of PCOM/SC office in 2nd floor, A-Block, Railnilayam - Telecom Arrangeents
Sl. No. | Description |  | Unit | Rate in Rs. | Total in Rs.
|  | Total |  |  |  | Inspection |  |  | Conf-PCEE | PFA | PCSTE | PCOM | Total |  | Total | Conf-PCEE | PFA | PCSTE | PCOM | Total
A | LABOUR PORTION (SOR Items) :
1 | Provision and laying in position cement concrete of 1 cement:3 sand:6 graded stone aggregate of 20mm normal size excluding cost of cement, centering and shuttering ( including transportation of all the material) . | 60 | Cu.Mtr | 2085.21 | 125112.6 |  |  |  | 30 | 0 | 30 |  | 60 |  | 60 | 30 | 0 | 30 |  | 60
2 | Supply of Cement 53 grade (@ the Rate (in Rupees) of 2.2 quintals per Cu.m of concrete including transportation | 132 | Quintal | 460 | 60720 |  |  |  | 66 | 0 | 66 |  | 132 | 60588 | 132 | 66 | 0 | 66 |  | 132
| Total (A) : |  |  |  | 185832.6
B | Schedule (Quotation items)
1 | Supply of 65 Inch display with HDMI-3 nos, 500 nit,USB,LAN DVI, , Make: LG/sumsung/sony | 1 | Nos | 104800 | 104800 | Consignee |  |  | 1 | 0 |  |  | 1 |  | 1 | 1 | 0 |  |  | 1
2 | Supply of 65 Inch Professional display with HDMI-3 nos, DP-2 nos , 500 nit,USB,LAN DVI, 20W, ,Anti Glare, Auto Input search, Auto sleep, Auto wakeup Make: LG/sumsung/sony | 2 | Nos | 125440 | 250880 | Consignee |  |  | 2 | 0 |  |  | 2 |  | 2 | 2 | 0 |  |  | 2
3 | Supply of 55 Inch Professional display with HDMI-3 nos, DP-2 nos , USB,LAN DVI, 20 W , 500 nit, Anti glare,Auto Input search, Auto sleep, Auto wakeup.licence Make: LG/sumsung/sony ( As per specification given in Annexure) | 6 | Nos | 87840 | 527040 | Consignee |  |  | 2 | 4 |  |  | 6 |  | 6 | 2 | 4 |  |  | 6
4 | Supply of Confidence Monitor stand for well display Make: nT | 1 | Nos | 11431.84 | 11431.84 | Consignee |  |  | 1 | 0 |  |  | 1 |  | 1 | 1 | 0 |  |  | 1
5 | supply and installation of 16 inch FHD touch display with USB C Make: Viewsonic/WACOM/QOMO | 13 | Nos | 32611.66 | 423951.58 | Consignee |  |  | 13 | 0 |  |  | 13 |  | 13 | 13 | 0 |  |  | 13
6 | Supply of Custom mount for Monitor Make: nT | 13 | Nos | 1180 | 15340 | Consignee |  |  | 13 | 0 |  |  | 13 |  | 13 | 13 | 0 |  |  | 13
7 | Supply of UHF Wirless systems 2x4 Channel frequency Handled Mic Make: Shure/EV/Sennheiser ( As per specification given in Annexure) | 3 | Nos | 47251.92 | 141755.76 | Consignee |  |  | 2 | 1 |  |  | 3 |  | 3 | 2 | 1 |  |  | 3
8 | Supply of UHF Wirless systems 2x4 Channel frequency Lapel Mic Make: Shure/EV/Sennheiser ( As per specification given in Annexure) | 1 | Nos | 54077.04 | 54077.04 | Consignee |  |  | 1 | 0 |  |  | 1 |  | 1 | 1 | 0 |  |  | 1
9 | Supply of Plug-and-play Digital control Unit control for up to 245 Discussion Devices with Built-in digital recorder with internal memory (minimum 5 hours recording/ Playback ( As per specification given in Annexure) | 1 | Nos | 224937.5 | 224937.5 | Consignee |  |  | 1 | 0 |  |  | 1 |  | 1 | 1 | 0 |  |  | 1
10 | Supply of Digital Delegate Discussion unit with removable long stem microphone Built-in loudspeaker, Headphone connector, with cable ( As per specification given in Annexure) | 14 | Nos | 46093.75 | 645312.5 | Consignee |  |  | 14 | 0 |  |  | 14 |  | 14 | 14 | 0 |  |  | 14
11 | Supply of Digital Chairman Discussion unit with removable long stem microphone (Built-in loudspeaker, Headphone connector,with cable ( As per specification given in Annexure) | 1 | Nos | 46093.16 | 46093.16 | Consignee |  |  | 1 | 0 |  |  | 1 |  | 1 | 1 | 0 |  |  | 1
12 | Supply of 5M Extension Cable/Make:Bosch | 2 | Nos | 8260 | 16520 | Consignee |  |  | 2 | 0 |  |  | 2 |  | 2 | 2 | 0 |  |  | 2
13 | Supply of 10M Extension Cable/Make:Bosch | 2 | Nos | 16520 | 33040 | Consignee |  |  | 2 | 0 |  |  | 2 |  | 2 | 2 | 0 |  |  | 2
14 | Supply of Digital Mixer : Digital Signal Processor with 4 balanced mic inputs, 2 balanced Mic/Line inputs and 1 stereo unbalanced input. USB audio interface for soft VC integration ,Onboard acoustic echo cancel (AEC) processing.( As per specification given in Annexure) | 1 | Nos | 88500 | 88500 | Consignee |  |  | 1 | 0 |  |  | 1 |  | 1 | 1 | 0 |  |  | 1
15 | Supply of Compact Full Range 4" Ceiling Speaker with 30 W RMS power @ 8 Ohms, Type A with steel back can. Make:Lapgruppen/Bose/QSE | 3 | pairs | 24827.2 | 74481.6 | Consignee |  |  | 3 | 0 |  |  | 3 |  | 3 | 3 | 0 |  |  | 3
16 | Supply of 8x8 HDMI matix switcher Make: Crestron/Kramer/Liberty AV ( As per specification given in Annexure) | 2 | Nos | 241900 | 483800 | Consignee |  |  | 1 | 1 |  |  | 2 |  | 2 | 1 | 1 |  |  | 2
17 | Supply of HDMI extender set 70m Make: Liberty ( As per specification given in Annexure) | 24 | Nos | 33187 | 796488 | Consignee |  |  | 14 | 10 |  |  | 24 |  | 24 | 14 | 10 |  |  | 24
18 | Supply of 1:10 4K HDR HDMI DA/Kramer/ Creston/Extron | 2 | Nos | 194238.62 | 388477.24 | Consignee |  |  | 2 | 0 |  |  | 2 |  | 2 | 2 | 0 |  |  | 2
19 | Supply of Under Desk mounting kit/Kramer/nT | 2 | Nos | 5712.498 | 11424.996 | Consignee |  |  | 2 | 0 |  |  | 2 |  | 2 | 2 | 0 |  |  | 2
20 | Supply of Wall Mount for above camera/nT | 1 | Nos | 3540 | 3540 | Consignee |  |  | 1 | 0 |  |  | 1 |  | 1 | 1 | 0 |  |  | 1
21 | HDMI Distribution Amplifier 1:4 or 1:8 /Kramer/creston/extron | 2 | Nos | 68948.58 | 137897.16 | Consignee |  |  | 2 | 0 |  |  | 2 |  | 2 | 2 | 0 |  |  | 2
22 | Supply of Audio Spaker Cable. Make:Kramer ( As per specification given in Annexure) | 300 | Meter | 138.65 | 41595 | Consignee |  |  | 300 | 0 |  |  | 300 |  | 300 | 300 | 0 |  |  | 300
23 | Supply of Microphone Cable /Make:Kramer | 120 | Meter | 172.87 | 20744.4 | Consignee |  |  | 120 | 0 |  |  | 120 |  | 120 | 120 | 0 |  |  | 120
24 | Supply of Premium High−Speed HDMI Cable 15feet/Make:Kramer | 3 | Nos | 7237 | 21711 | Consignee |  |  | 3 | 0 |  |  | 3 |  | 3 | 3 | 0 |  |  | 3
25 | Supply of High−Speed HDMI Cable 25 feet/Make:Kramer | 3 | Nos | 9521 | 28563 | Consignee |  |  | 3 | 0 |  |  | 3 |  | 3 | 3 | 0 |  |  | 3
26 | Supply of USB 2.0 A to B cable 6 feet/Make:Kramer ( As per specification given in Annexure) | 4 | Nos | 1180 | 4720 | Consignee |  |  | 4 | 0 |  |  | 4 |  | 4 | 4 | 0 |  |  | 4
27 | Supply of USB over UTP RX&TX Make: Icron | 1 | Nos | 37760 | 37760 | Consignee |  |  | 1 | 0 |  |  | 1 |  | 1 | 1 | 0 |  |  | 1
28 | Supply of 12x video conference camera ( As per specification given in Annexure) | 1 | Nos | 144550 | 144550 | Consignee |  |  | 1 | 0 |  |  | 1 |  | 1 | 1 | 0 |  |  | 1
29 | Design ,Installation , programming ,testing and commissioning complete system, ,User training (2-days) and Documentation to prepared in Auto cad and submited soft copy-1 & Hard copy in spiral binding/laminated in 3 sets | 1 | Lot | 236000 | 236000 | Consignee |  |  | 1 | 0 |  |  | 1 |  | 1 | 1 | 0 |  |  | 1
30 | supply and fixing of fully loded Loaded shutter type I/O/ keystone 4 modular Box with back Box PVC/MS as per site requirement Legrand/ Comscope/R&M | 166 | Nos. | 1480 | 245680 | Consignee |  |  | 50 | 0 | 100 | 16 | 166 |  | 166 | 50 | 0 | 100 | 16 | 166
31 | supply and installation 55" of smart display in officers chamber with sound bar ( As per specification given in Annexure) | 10 | Nos | 69390 | 693900 | Consignee |  |  | 4 | 0 |  |  | 4 |  | 4 | 4 | 0 |  |  | 4
32 | Supply of 22 inch interactive (+/-2 inch) Monitor ( As per specification given in Annexure) | 1 | Nos | 41300 | 41300 | Consignee |  |  | 0 | 1 |  |  | 1 |  | 1 | 0 | 1 |  |  | 1
33 | Supply of Table mounts for Monitor ( As per specification given in Annexure) | 1 | Nos | 6637.5 | 6637.5 | Consignee |  |  | 0 | 1 |  |  | 1 |  | 1 | 0 | 1 |  |  | 1
34 | Supply of Well Display Mount on Wheels ( As per specification given in Annexure) | 1 | Nos | 27582.5 | 27582.5 | Consignee |  |  | 0 | 1 |  |  | 1 |  | 1 | 0 | 1 |  |  | 1
35 | Supply of 15.6 inch integrated monitor lift ( As per specification given in Annexure) | 2 | Nos | 144550 | 289100 | Consignee |  |  | 0 | 2 |  |  | 2 |  | 2 | 0 | 2 |  |  | 2
36 | Supply of 10 X PTZ camera with IP,HDMI,USB Output ( As per specification given in Annexure) | 1 | Nos | 142662 | 142662 | Consignee |  |  | 0 | 1 |  |  | 1 |  | 1 | 0 | 1 |  |  | 1
37 | Supply of 4x4 USB 3.2 Gen 1 industrial Hub Switch with RS-232/ RS485 /RS422 control ( As per specification given in Annexure) | 1 | Nos | 28072.2 | 28072.2 | Consignee |  |  | 0 | 1 |  |  | 1 |  | 1 | 0 | 1 |  |  | 1
38 | Supply of Bose Free space FS4SE,Surface Mount ( As per specification given in Annexure) | 1 | Pairs | 87025 | 87025 | Consignee |  |  | 0 | 1 |  |  | 1 |  | 1 | 0 | 1 |  |  | 1
39 | Supply of Bose Free space FS2C ceiling speaker ( As per specification given in Annexure) | 4 | Pairs | 27287.5 | 109150 | Consignee |  |  | 0 | 4 |  |  | 4 |  | 4 | 0 | 4 |  |  | 4
40 | Supply of Bose POWERSPACE P4150+230V EU ( As per specification given in Annexure) | 2 | Nos | 230100 | 460200 | Consignee |  |  | 0 | 2 |  |  | 2 |  | 2 | 0 | 2 |  |  | 2
41 | Supply of Cardioid Condenser Boundary Microphone with Mute switch, 5-Pin XLR Output and Remote Muting of Shure/ Audiotechnica/Schnniser ES947C/FM5 ( As per specification given in Annexure) | 14 | Nos | 29990 | 419860 | Consignee |  |  | 0 | 14 |  |  | 14 |  | 14 | 0 | 14 |  |  | 14
42 | Supply and installation of Push button integration module of Extron/Kramer/Crestron make or similar. With 8 I/O to Interface sensors, detectors, contact closures and alarms, should also provide feedback voltage of 5/ 12/ 24 volts to power the LED indicators for feedback, ( As per specification given in Annexure) | 2 | Nos | 19666 | 39332 | Consignee |  |  | 0 | 2 |  |  | 2 |  | 2 | 0 | 2 |  |  | 2
43 | Supply of Microphone Desk Stand Wireless Transmitter + Rack-mount receiver chassis + Receiver ( As per specification given in Annexure) | 3 | Nos | 86000 | 258000 | Consignee |  |  | 0 | 3 |  |  | 3 |  | 3 | 0 | 3 |  |  | 3
44 | Supply of Cardioid Condenser Quick Mount Gooseneck Microphone 8" or less stem length ( As per specification given in Annexure) Make: Audio technica/shure | 3 | Nos | 21387.5 | 64162.5 | Consignee |  |  | 0 | 3 |  |  | 3 |  | 3 | 0 | 3 |  |  | 3
45 | Supply of Cardioid Condenser Quick Mount Gooseneck Microphone 15" or less stem length ( As per specification given in Annexure) Make: Audio technica/shure | 3 | Nos | 27287.5 | 81862.5 | Consignee |  |  | 0 | 3 |  |  | 3 |  | 3 | 0 | 3 |  |  | 3
46 | Supply of Bose Audio processor CONTROLSPACE EX-1280C ( As per specification given in Annexure) | 2 | Nos | 369576 | 739152 | Consignee |  |  | 0 | 2 |  |  | 2 |  | 2 | 0 | 2 |  |  | 2
47 | Supply of AV Control processor with 10.2 inch wireless touch control interface ( As per specification given in Annexure) | 1 | Nos | 204140 | 204140 | Consignee |  |  | 0 | 1 |  |  | 1 |  | 1 | 0 | 1 |  |  | 1
48 | Supply of Cables and Connectors,Control cables,Speaker cables, mic/Audio cables ( As per specification given in Annexure) | 1 | Lot | 54280 | 54280 | Consignee |  |  | 0 | 1 |  |  | 1 |  | 1 | 0 | 1 |  |  | 1
49 | Supply of Legrand POP-UP box with HDMI X 1,USB charger X 1, Dummy X 2 ( As per specification given in Annexure) | 4 | Nos | 16189.6 | 64758.4 | Consignee |  |  | 0 | 4 |  |  | 4 |  | 4 | 0 | 4 |  |  | 4
50 | Supply and fixing/laying of 25mm dia 2mm thick PVC pipe (Sudhakar/SR make) on the walls.All necessary bends & accessories to be provided by constractor as per site requirement. | 100 | Mtr | 49.56 | 4956 | Consignee |  |  | 0 | 100 |  |  | 100 |  | 100 | 0 | 100 |  |  | 100
51 | Supply of wireless presenter to share the content and BYOD Device Make: screen Beam/creston as per specification given in Annexure | 1 | Nos | 140000 | 140000 | Consignee |  |  | 0 | 1 |  |  | 1 |  | 1 | 0 | 1 |  |  | 1
52 | installation,Programing, Documentation, labling and Training ( As per specification given in Annexure) | 1 | Lot | 153400 | 153400 | Consignee |  |  | 0 | 1 |  |  | 1 |  | 1 | 0 | 1 |  |  | 1
53 | Supply and installation of rack mounted 24 fibre Distribution Management System (FDMS) of size 1U, of reputed/Branded company make as per Specn No. RDSO /SPN/TC/37/2020 Rev.4.0 with latest amendments. The FDMS shall include 24 SC-PC/Required adaptors having insertion loss less than or equal to 0.1dB and 24 numbers 900 micron 1.5m SC-PC/required pigtails. | 6 | Nos. | 15443 | 92658 | Consignee |  |  | 2 | 0 |  |  | 2 |  | 2 | 2 | 0 |  |  | 2
54 | Supply and installation of Professional Signage Display, 24X7 operations Make:Samsung QM55C or latest or similar from LG/Sony | 3 | No | 83200 | 249600 | Consignee |  |  |  |  | 3 |  | 3 |  | 3 |  |  | 3 |  | 3
55 | supply and installation of Rukus 650 or latest with Required registration Licence and 3yr support | 6 | No | 80709.64 | 484257.84 | Consignee | Quotation from RS IT Consultancy Services Dt. 26-06-2024. Item No. 3 |  |  |  | 5 | 1 | 6 |  | 6 |  |  | 5 | 1 | 6
| Total (B) : |  |  |  | 10197160.216
C | Schedule Supply potion
1 | Supply of 30Watt Surface mount full Range speakers 2 way Make: Tannoy/Bose/QSE. Colour will be specified by site incharge ( As per specification given in Annexure) | 1 | Pair | 50995.43 | 50995.43 | Consignee |  |  | 1 | 0 |  |  | 1 |  | 1 | 1 | 0 |  |  | 1
2 | Supply of Dual Channel Amplifier with delivering 2 x 120 W @ 4/8 Ohms and 70V/100V. Make:Lapgruppen/Bose/QSE ( As per specification given in Annexure) | 2 | Nos. | 83294.11 | 166588.22 | Consignee |  |  | 2 | 0 |  |  | 2 |  | 2 | 2 | 0 |  |  | 2
3 | supply of HDMI HDBaseT-Lite Transmitter with EU wall plate type Make:Kramer/Extron/Crestron ( As per specification given in Annexure) | 1 | Nos | 26937.31 | 26937.31 | Consignee |  |  | 1 | 0 |  |  | 1 |  | 1 | 1 | 0 |  |  | 1
4 | Supply of Control processor for full room AV Automation Make::Kramer/Extron/Crestron ( As per specification given in Annexure) | 1 | Nos | 120802.5 | 120802.5 | Consignee |  |  | 1 | 0 |  |  | 1 |  | 1 | 1 | 0 |  |  | 1
5 | Supply of Apple IPad 10.2-inch Retina display, A12 Bionic chip,8 GB RAM , 32 GB Wi-Fi or Latest for Audio , video integration purpose | 1 | Nos | 31270 | 31270 | Consignee |  |  | 1 | 0 |  |  | 1 |  | 1 | 1 | 0 |  |  | 1
6 | Supply of Cable Mount Enclosure with 1-Power,, 1 LAN, 1 HDMI, and 1-USB Make: Logic/nT/Magnum | 4 | Nos | 8179.76 | 32719.04 | Consignee |  |  | 4 | 0 |  |  | 4 |  | 4 | 4 | 0 |  |  | 4
7 | supply and installation of 4 port USB switcher Make: icron ( As per specification given in Annexure) | 1 | Nos | 24988.23 | 24988.23 | Consignee |  |  | 1 | 0 |  |  | 1 |  | 1 | 1 | 0 |  |  | 1
8 | Supply of HDMI cable 1.8 Mtr Make: Kramer/Extron/Crestron | 18 | Nos | 2229.02 | 40122.36 | Consignee |  |  | 18 | 0 |  |  | 18 |  | 18 | 18 | 0 |  |  | 18
9 | Supply of USB 3.0 A (male) to USB B (Male) cable Make: Kramer/Extron/Crestron | 4 | Nos | 390.58 | 1562.32 | Consignee |  |  | 4 | 0 |  |  | 4 |  | 4 | 4 | 0 |  |  | 4
10 | Supply of CAT-6 STP Cable, 305 Mtrs Make: Dlink/3C/Legrand | 4 | Nos | 9204 | 36816 | Consignee |  |  | 2 | 2 |  |  | 4 |  | 4 | 2 | 2 |  |  | 4
11 | Supply of Kramer CA-HM-66, Active High Speed HDMI Cable with Ethernet 66' 20.00(M) 4K@60Hz (4:4:4) Make:kramer/creston/extron | 24 | Nos | 20874.2 | 500980.8 | Consignee |  |  | 7 | 0 |  |  | 7 |  | 7 | 7 | 0 |  |  | 7
12 | Supply of Connectors Bulk and required accessories as per site requirement | 1 | No | 14160 | 14160 | Consignee |  |  | 1 | 0 |  |  | 1 |  | 1 | 1 | 0 |  |  | 1
13 | Supply of Quad Face plate with RJ11 I/O's Make : Legrand/Bestnet/Dlink | 10 | Nos | 600 | 6000 | Consignee |  |  | 10 | 0 |  |  | 10 |  | 10 | 10 | 0 |  |  | 10
14 | Supply of portable Teaching Amplifier 3710 MX make /simliar ( As per specification given in Annexure) | 2 | Nos | 8000 | 16000 | Consignee |  |  | 1 | 1 |  |  | 2 |  | 2 | 1 | 1 |  |  | 2
15 | Supply of 24 Port Smart Managed PoE Switch 24x Gigabit Copper PoE and 4x Gigabit dual pers., Make CISCO CBS350 or better | 12 | Nos. | 38350 | 460200 | Consignee |  |  | 1 | 1 |  | 1 | 3 |  | 3 | 1 | 1 |  | 1 | 3
16 | Supply of exchange monitoring console for exchange admin user suitable conference system for soft VC integration ( As per specification given in Annexure) | 1 | Nos | 87910 | 87910 | Consignee |  |  | 1 | 0 |  |  | 1 |  | 1 | 1 | 0 |  |  | 1
17 | Supply of 12 fibre Single mode armoured optical fiber cable - fibre to have nominal dia. of 8.8 µm to 9.8 µm and normal cladding diameter of 125 µm ± 1 or better. As per RDSO Spec No.IRS: TC 55 2006 (Rev.1.0) Amendment.3 or latest Make: Finolex or better | 1700 | Mts | 41.3 | 70210 | Consignee |  |  | 400 | 300 |  |  | 700 |  | 700 | 400 | 300 |  |  | 700
18 | supply of 4 way Spike busters with 5 mtrs power cable with individual switch And Fused for each socket 5A reputed make: MX./ Anchor/Legrand | 6 | Nos. | 1200 | 7200 | Consignee |  |  | 6 | 0 |  |  | 6 |  | 6 | 6 | 0 |  |  | 6
19 | Supply of RJ-45 Jacks for CAT-6 cable.Make: D-Link. | 988 | Nos. | 10.75 | 10621 | Consignee |  |  | 500 | 0 | 488 |  | 988 |  | 988 | 500 | 0 | 488 |  | 988
20 | supply of Multi Cord Binders SIZE 16 mm Make:MX or better (1.5 mts length) | 7 | Nos. | 545 | 3815 | Consignee |  |  | 4 | 0 |  | 3 | 7 |  | 7 | 4 | 0 |  | 3 | 7
21 | supply of Multi Cord Binders SIZE 22 mm Make:MX or better (1.5 mts length) | 4 | Nos. | 728 | 2912 | Consignee |  |  | 4 | 0 |  |  | 4 |  | 4 | 4 | 0 |  |  | 4
22 | Supply of RG-6 PVC Copper Co-axial cable (Make: Deltone / Finolex/Comscope) in the PVC Casing/ PVC/ Pipes/Channels.-per Metre | 1400 | RMT | 42 | 58800 | Consignee |  |  | 400 | 0 | 800 | 200 | 1400 |  | 1400 | 400 | 0 | 800 | 200 | 1400
23 | Supply of Velero Roll 10 mtr length For Tagging for cables | 3 | nos | 2301 | 6903 | Consignee |  |  | 3 | 0 |  |  | 3 |  | 3 | 3 | 0 |  |  | 3
24 | supply of 2 mtr 4k HDMI cable Make :ATEN | 6 | Nos | 811 | 4866 | Consignee |  |  | 6 | 0 |  |  | 6 |  | 6 | 6 | 0 |  |  | 6
25 | supply of 1 mtr 4k HDMI cable Make :ATEN | 7 | Nos | 650 | 4550 | Consignee |  |  | 7 | 0 |  |  | 7 |  | 7 | 7 | 0 |  |  | 7
26 | Supply of Sony PX470 Digital Voice Rordr PX series, ICD-PX470 | 1 | Nos | 6100 | 6100 | Consignee |  |  | 1 | 0 |  |  | 1 |  | 1 | 1 | 0 |  |  | 1
27 | Supply of 100 X 40/25 mm aluminium race ways of 2mm thickness as per specified by site in charge | 260 | RMT | 380 | 98800 | Consignee |  |  | 50 | 30 | 150 | 30 | 260 |  | 260 | 50 | 30 | 150 | 30 | 260
| Total (B) : |  |  |  | 1892829.21
D | Schedule Labour potion
1 | Splicing of Optical Fiber Cable (Pair) with splicing loss should be less than 0.5dbwith neat dressing in FDMS/Joint Enclosure | 168 | Pairs | 88.5 | 14868 | Consignee |  |  | 108 | 0 |  |  | 108 |  | 108 | 108 | 0 |  |  | 108
2 | Supply and fixing of SC-LC/LC-LC patch cards(1mtr length) with 0dB adaptors as per TEC spec G/OJC-01/03 JAN 99 or latest make Make:3C3/legrand/ comscope | 68 | pair | 250 | 17000 | Consignee |  |  | 36 | 4 | 18 | 10 | 68 |  | 68 | 36 | 4 | 18 | 10 | 68
3 | Supply and installation of Aten DP to HDMI converter 1080P | 1 | Nos | 2400 | 2400 | Consignee |  |  | 1 | 0 |  |  | 1 |  | 1 | 1 | 0 |  |  | 1
4 | Supply & installation of Wireless Access Point 3X3:3x Streams, Beam flex + Dual ports802.3 af POE support including mounting kit Make RUCKUS Model: R 350 or latest | 2 | Nos | 39325.77 | 78651.54 | Consignee |  |  | 1 | 0 |  |  | 1 |  | 1 | 1 | 0 |  |  | 1
5 | perpetual Licence for Ap registration for RUCKUS AP | 2 | Nos | 7080 | 14160 | Consignee |  |  | 1 | 0 |  |  | 1 |  | 1 | 1 | 0 |  |  | 1
6 | supply and installation of 10 mtr MPO casset 24 fiber patch pannel with fiber cableboth End combination of SC-SC/SC-LC/LC-LC as per site requirement Make: Legrand/3C3 | 5 | Nos | 13800 | 69000 | Consignee |  |  | 5 | 0 |  |  | 5 |  | 5 | 5 | 0 |  |  | 5
7 | supply and installation of 15 mtr MPO casset 24 fiber patch pannel with fiber cableboth End combination of SC-SC/SC-LC/LC-LC as per site requirement Make: Legrand/3C3 | 4 | Nos | 17500 | 70000 | Consignee |  |  | 4 | 0 |  |  | 4 |  | 4 | 4 | 0 |  |  | 4
8 | Supply & fixing of 15U rack. With locking front glass door and fully vented rear steel door, compatible with standard 19" accessories with cooling fan, power manager with 5 sockets,1 equipment tray, earth connecting kit etc this includes wiring as per the instruction of site incharge. Make: HCL/ Vero president/bestnet. | 3 | Nos | 18000 | 54000 | Consignee |  |  | 1 | 0 | 1 |  | 2 |  | 2 | 1 | 0 | 1 |  | 2
9 | Supply and installation of rack mounted 12F FMS fiber part no.fms-1u 12FS 12FP Raychem make including 12Nos 0.2db FC /PC adaptors and 12 numbers 900 micron 1.5 meter FCPC pigtails. RDSO Spec No.: RDSO/SPN/TC-037-2000 (Ver.3) or latest. | 8 | No. | 9266 | 74128 | Consignee |  |  | 4 | 0 | 4 |  | 8 |  | 8 | 4 | 0 | 4 |  | 8
10 | Laying of 100X25/40mm aluminium race ways and fixing. Required couplings , clamps etc as per site requirement | 260 | Mtr. | 85 | 22100 | Consignee |  |  | 50 | 30 | 150 | 30 | 260 |  | 260 | 50 | 30 | 150 | 30 | 260
11 | Supply and fixing of MS junction boxes with steel plate cover of 2mm thick for covering the existing floor as per site requirementand and proper packing of junction box. | 48 | Nos. | 300 | 14400 | Consignee |  |  | 10 | 10 | 25 | 3 | 48 |  | 48 | 10 | 10 | 25 | 3 | 48
12 | Supply and laying of Cat of CAT-6 UTP cable drum/ box of 305 mtrs length each make D-link/Molex/Amp | 26 | Box | 7080 | 184080 | Consignee |  |  | 22 | 0 | 0 | 4 | 26 |  | 26 | 22 | 0 | 0 | 4 | 26
13 | Supply and fixing/laying of 40mm dia 2mm thick PVC pipe (Sudhakar/Nandi/SR make or bettr) duly groving concealed in the walls. All the required accessories such as Deep boxes, Jn Boxes, Normal bends, diversion bends etc are to be arranged by the contractor,as specified by supervisor in-charge. | 400 | RMT | 163 | 65200 | Consignee |  |  | 200 | 0 | 150 | 50 | 400 |  | 400 | 200 | 0 | 150 | 50 | 400
14 | Supply and fixing/laying of 25mm dia 2mm thick PVC pipe (Sudhakar/Nandi/SR make or bettr) duly groving concealed in the walls. All the required accessories such as Deep boxes, Jn Boxes, Normal bends, diversion bends etc are to be arranged by the contractor,as specified by supervisor in-charge. | 700 | RMT | 78 | 54600 | Consignee |  |  | 200 | 0 | 400 | 100 | 700 |  | 700 | 200 | 0 | 400 | 100 | 700
15 | Supply & fixing of PVC Flexible pipe of 25/40/50 mm dia sizes of Reputed make | 350 | RMT | 60 | 21000 | Consignee |  |  | 100 | 0 | 250 |  | 350 |  | 350 | 100 | 0 | 250 |  | 350
16 | Cutting of floor with machine of 100 mm width X25/40mm depth trench for aluminium race ways with aluminium clamps/PVC Pipe with clamp at every 1 meter. and restoring the surface (All required materials are to be arranged by the contractor | 230 | Mtr. | 100 | 23000 | Consignee |  |  | 50 | 30 | 150 |  | 230 |  | 230 | 50 | 30 | 150 |  | 230
17 | Laying different type of PVC/UTP/RG-6/11/Data cables etc through PVC pipes or casing as per instructions of site in-charge. | 6010 | Mtr. | 5 | 30050 | Consignee |  |  | 6010 | 0 |  |  | 6010 |  | 6010 | 6010 | 0 |  |  | 6010
18 | supply and installation of 36 U rack with wheel locking ,cooling fan,full depth Tray, power manager, cable manger with all accessories make: val rack/ besrnet | 4 | Nos | 32300 | 129200 | Consignee |  |  | 2 | 0 | 2 |  | 4 |  | 4 | 2 | 0 | 2 |  | 4
19 | Supply & installation of 2KVA True On Line UPS, with surge protection filter including all accessories Model No. Make Aplab/APC/Libert/Delta or better All required materials such as MCB of suitable rating for installation would have to be arranged by contractor and consisting of a) Microprocessor based double conversion true on line UPS System. b) Key features. c) DSP 4thy generation Technology. d) Front LCD Panel * IGBT Rectifier. e) Low input currunt distortion < 3% f) Output power factor+0.9 g) Wide input-Voltage Range h) Single phase input and Singlle phase output. | 5 | Nos | 27022 | 135110 | Consignee |  |  | 1 | 0 | 3 | 1 | 5 |  | 5 | 1 | 0 | 3 | 1 | 5
20 | Supply and installation of 26AH/12V - 4 Nos SMF batteries for backup for above 2 KVA on line UPS system (Make: Amaron Quanta/Exide/HBL or better) along with battery inter linking cables. | 5 | Nos | 11776 | 58880 | Consignee |  |  | 1 | 0 | 3 | 1 | 5 |  | 5 | 1 | 0 | 3 | 1 | 5
21 | Supply and installation of MS stand, inter connectors for above 2 KVA on line UPS system batteries | 5 | Nos | 1770 | 8850 | Consignee |  |  | 1 | 0 | 3 | 1 | 5 |  | 5 | 1 | 0 | 3 | 1 | 5
22 | Supply and installation of Logitech R500 slide changer wireless reckonr | 1 | Nos | 6529 | 6529 | Consignee |  |  | 1 | 0 |  |  | 1 |  | 1 | 1 | 0 |  |  | 1
23 | Supply and installation of 86/85 Inch Professional display with HDMI-3 nos, DP-2 nos , 500 nit,USB,LAN DVI, 20W, Make: LG/sumsung/sony ( As per specification given in Annexure) | 1 | Nos | 391040 | 391040 | Consignee |  |  |  | 1 |  |  | 1 |  | 1 |  | 1 |  |  | 1
24 | Supply of 26 AV Rack 800x600 with sheves,fan,PDU and caster wheels ( As per specification given in Annexure) | 1 | Nos | 41647 | 41647 | Consignee |  |  | 0 | 1 |  |  | 1 |  | 1 | 0 | 1 |  |  | 1
25 | Supply of HDMI cable 1.8 Mtr Make: Kramer/Extron/Crestron ( As per specification given in Annexure) | 15 | Nos | 2229 | 33435 | Consignee |  |  | 0 | 15 |  |  | 15 | 33420 | 15 | 0 | 15 |  |  | 15
26 | Supply and installation of portable smart Dash board monitoring unit as per Specification given in Annexure | 1 | No | 159987 | 159987 | Consignee |  |  |  |  | 1 |  | 1 |  | 1 |  |  | 1 |  | 1
27 | DTH recharge for Lumsum as per existing tariff plan | 7 | No | 7200 | 50400 | Consignee |  |  |  |  | 7 |  | 7 |  | 7 |  |  | 7 |  | 7
28 | Supply of UTP CAT 6 Cable (Roll is 305 Mtr) of D.LINKIAMP/KRONE including laying | 7625 | Meter | 37 | 282125 | Consignee |  |  |  |  | 7625 | 0 | 7625 |  | 7625 |  |  | 7625 | 0 | 7625
29 | Supply of 4 Port True 4K HDMI Splitter VS184B Make :ATEN | 2 | Nos | 26485 | 52970 | Consignee | A/FX/E-62/23-24. Dt.16-08-2023 (PCEE's CEGE chambers) item No:20 |  |  |  | 2 |  | 2 |  | 2 |  |  | 2 |  | 2
30 | Supply and installation of High end desk cum Presention system with license of 365 and Adobe ( As per specification given in Annexure) | 1 | No | 168000 | 168000 | Consignee | Quotation |  |  |  | 1 |  | 1 |  | 1 |  |  | 1 |  | 1
31 | supply and installation of SIP Video phone VP -59 or latest | 1 | No | 72000 | 72000 | Consignee | Quotation from Aeonix Technologies Dt. 20-08-2024 |  |  |  | 1 |  | 1 |  | 1 |  |  | 1 |  | 1
32 | Supply and installation of office printer ( As per specification given in Annexure) | 1 | No | 32000 | 32000 | Consignee | Quotation |  |  |  | 1 |  | 1 |  | 1 |  |  | 1 |  | 1
33 | Supply of 2 Port True 4K HDMI Splitter VS82H with USB power Make :ATEN | 8 | Nos | 12117.125 | 96937 | Consignee | A/FX/E-62/23-24. Dt.16-08-2023 (PCEE's CEGE chambers) item No:22 |  |  |  | 8 |  | 8 |  | 8 |  |  | 8 |  | 8
34 | supply and installation of Huddle Discussion Table with Chairs (1+4)and 55" interactive flip Display as per user Reqirement, integration and connecting device ,cables in contractor scope only( Cubby,USB, HDMI, C tybe etc) | 1 | Job | 380000 | 380000 | Consignee | Quotation |  |  |  | 1 |  | 1 |  | 1 |  |  | 1 |  | 1
35 | supply of NUC PC i7 latest genetaion, 32GB RAM. 500 TB SSD,with Key board and Mouse. | 1 | No | 110000 | 110000 | Consignee | A/FX/P-129/24-25 Dt. 30-7-24 (GM Discussion system) item No.2 |  |  |  | 1 |  | 1 |  | 1 |  |  | 1 |  | 1
36 | supply and installation of 4k wireless presentation make: Screen Beam Model No.1100plus | 2 | No | 193849.22 | 387698.44 | Consignee | Quotation from BT Convergence Technoogy Dt. 19-07-2024 |  |  |  | 2 |  | 2 |  | 2 |  |  | 2 |  | 2
37 | Supply and installation of document scanner ( As per specification given in Annexure) | 1 | No | 38000 | 38000 | Consignee | Quotation |  |  |  | 1 |  | 1 |  | 1 |  |  | 1 |  | 1
38 | supply of passive infrared sensor Make: Creston/Extron/Kramer (As per specification given in Annexure) | 1 | No | 20100 | 20100 | Consignee |  |  |  |  | 1 |  | 1 |  | 1 |  |  | 1 |  | 1
39 | supply of free space flush mount ceiling speakers 4 with ceiling sub woofer Make:BOSE/Mayersound/Laccoustics (As per specification given in Annexure) | 1 | Sets | 130000 | 130000 | Consignee |  |  |  |  | 1 |  | 1 |  | 1 |  |  | 1 |  | 1
40 | supply of Network controlled player Make: Biamp/Apart/Sonos (As per specification given in Annexure) | 1 | No | 86000 | 86000 | Consignee |  |  |  |  | 1 |  | 1 |  | 1 |  |  | 1 |  | 1
41 | supply of True RMS Digital Multimeter fluke-117 or latest | 2 | nos | 18900 | 37800 | Consignee |  |  |  |  | 2 |  | 2 |  | 2 |  |  | 2 |  | 2
42 | supply of Battery Powered 400A AC/DC True RMS Clamp Meter fluke-325 or latest | 1 | nos | 23000 | 23000 | Consignee |  |  |  |  | 1 |  | 1 |  | 1 |  |  | 1 |  | 1
43 | supply and installation of 4 x 4 4K HDMI HDBaseT-Lite Matrix Switch VM3404H | 1 | No | 96116 | 96116 | Consignee |  |  |  |  | 1 |  | 1 |  | 1 |  |  | 1 |  | 1
44 | supply and installation of 4-Port True 4K HDMI Switch with Dual Output VS482B | 1 | nos | 28300 | 28300 | Consignee |  |  |  |  | 1 |  | 1 |  | 1 |  |  | 1 |  | 1
45 | supply and installation of camlive HDMI to USB-C video capture card Aten UC3020 | 1 | Nos | 20000 | 20000 | Consignee |  |  |  |  | 1 |  | 1 |  | 1 |  |  | 1 |  | 1
46 | Supply of Laser projector for VFL for fiber testing | 3 | Nos | 3500 | 10500 | Consignee |  |  |  |  | 3 |  | 3 |  | 3 |  |  | 3 |  | 3
47 | supply of punch down tool for termination of LAN cables | 6 | Nos | 1800 | 10800 | Consignee |  |  |  |  | 6 |  | 6 |  | 6 |  |  | 6 |  | 6
48 | supply of USB to LAN/RJ-45 Giga bit Lan converter. | 4 | nos | 2396 | 9584 | Consignee |  |  |  |  | 4 |  | 4 |  | 4 |  |  | 4 |  | 4
49 | supply of HDMI to VGA converter Aten VC810 | 6 | nos | 2500 | 15000 | Consignee |  |  |  |  | 4 | 2 | 6 |  | 6 |  |  | 4 | 2 | 6
50 | supply and installation of Preterminated single mode 24 fiber cassette with suitable Rack mountable bracket/holder Make: Legrand/ R&M /comscope | 6 | Nos | 31707 | 190242 | Consignee |  |  |  |  | 6 |  | 6 |  | 6 |  |  | 6 |  | 6
51 | supply single Mode 24 fiber MPO to MPO 15 Mtr trunk cable Make: Legrand/ R&M /comscope | 4 | Nos | 8914 | 35656 | Consignee |  |  |  |  | 4 |  | 4 |  | 4 |  |  | 4 |  | 4
52 | supply single Mode 24 fiber MPO to MPO 10 Mtr trunk cable Make: Legrand/ R&M /comscope | 4 | Nos | 7680 | 30720 | Consignee |  |  |  |  | 4 |  | 4 |  | 4 |  |  | 4 |  | 4
53 | supply of Shieded RJ 45 jack Make: Dlink/3c3/Comscope | 200 | No | 30 | 6000 | Consignee |  |  |  |  | 200 |  | 200 |  | 200 |  |  | 200 |  | 200
54 | Supply and installation of 1 KVA UPS with 30 minutes backup Make: Aplab/ Emmerson/Numeric/APC/Libert.) | 1 | Nos. | 7000 | 7000 | Consignee | [5 empty] | 1 | 1 |  | 1 |  |  |  | 1 | 1
55 | Supply of HDMI Distribution Amplifier 1:4 /Kramer/creston/extron | 1 | Nos | 38000 | 38000 | Consignee |  |  | 0 | 0 |  | 1 | 1 |  | 1 | 0 | 0 |  | 1 | 1
56 | Supply of Active High speed HDMI cable with Eternet 15 Mtrs 4K@60Hz (4:4:4) Aten | 1 | Nos | 17200 | 17200 | Consignee | [5 empty] | 1 | 1 |  | 1 |  |  |  | 1 | 1
57 | Cutting of floor/wall with cutting Machine for laying the pipes / cables as per the instructions of site supervisor and restoring the same (All required materials are to be arranged by the contractor | 30 | RMT | 250 | 7500 | [6 empty] | 30 | 30 |  | 30 |  |  |  | 30 | 30
58 | Supply and laying of Finolex 1.5 sqmm 2 core armored speaker cable | 100 | Mtr | 100 | 10000 | Consignee | Quotation from Optonet 26-6-2024 item No.1 |  |  |  |  | 100 | 100 |  | 100 |  |  |  | 100 | 100
59 | Installation, testing and commissioning of speakers and reconnection of the same as per the instructions of site supervisor | 1 | Set | 29500 | 29500 | [6 empty] | 1 | 1 |  | 1 |  |  |  | 1 | 1
60 | Repairing of SPA PCB Mainboard.CCSD-CU & -CURD | 1 | nos | 43223 | 43223 | Consignee | [5 empty] | 1 | 1 |  | 1 |  |  |  | 1 | 1
61 | Repairing of BU PACO of Audio controller | 1 | nos | 9853 | 9853 | Consignee | [5 empty] | 1 | 1 |  | 1 |  |  |  | 1 | 1
| Total (D) : |  |  |  | 4355539.98
0
| Total (A+B+C) : |  |  |  | 16631362.006 |  | 0
Est cost
JE/Drg SSE/Drg SSE/T/HYB ADSTE/HYB
|  |  |  | Sch-A | 185832.6
|  |  |  | Sch-B | 10197160.216
|  |  |  | Sch-C | #REF!
|  |  |  | Sch-D | 4355539.98
|  |  |  | Sch-E | 10197160.216
|  |  |  | Total | #REF!
PFA
1 | Supply of 100 X 40/25 mm aluminium race ways of 2mm thickness as per specified by site in charge | 30 | RMT | 30 | 900 | [9 empty] | 30 | 0 | 30 | 0 | 0 | 30
2 | Supply of 55 Inch Professional display with HDMI-3 nos, DP-2 nos , USB,LAN DVI, 20 W , 500 nit, Anti glare,Auto Input search, Auto sleep, Auto wakeup.licence Make: LG/sumsung/sony ( As per specification given in Annexure) | 4 | Nos | 2016 | 8064 |  |  |  | 0 | 30 | 0 | 0 | 30 |  | 4 | 0 | 4 |  |  | 4
1 | Supply of UHF Wirless systems 2x4 Channel frequency Handled Mic Make: Shure/EV/Sennheiser ( As per specification given in Annexure) | 1 | Nos | 6.98 | 6.98 |  |  |  | 0 | 4 |  |  | 4 |  | 1 | 0 | 1 |  |  | 1
2 | Supply of HDMI extender set 70m Make: Liberty ( As per specification given in Annexure) | 10 | Nos | 0.5 | 5 |  |  |  | 0 | 1 |  |  | 1 |  | 10 | 0 | 10 |  |  | 10
[9 empty] | 0 | 10 |  |  | 10
CSTE
18 | Provision and laying cement concrete (including transportation of all the material). | 30 | cum | 1909.79 | 57293.7 | [9 empty] | 30 |  |  | 30 |  | 30
[11 empty] | 30 |  | 30
18 | Provision and laying cement concrete (including transportation of all the material). | 0 | cum | 5007 | 0 | [9 empty] | 0 |  |  | 0 |  | 0

## Sheet1
S C H E D U L E
Name of the Work: Hyderabad Division - -Signal & Telecom arrangement-(1) Railnilayam: Telecom arrangements in connection with Proposed Renovation of Conference hall of PCEE's office in 7th floor of Rail niayam and office chambers in TRD office, 4th floor C-block, Railnilayam (2) Telecom arrangements( conference hall) in connection with Construction of Temporary accommodation for construction Accounts in PFA/O/RN (3) Renovation of PCSTE Chamber, officers chmbers (5 nos) and S&T control office at PCSTEs office,7th floor Railnilayam-Telecom arrangements (4) Railnilayam - Repairs/Renovation of PCOM/SC office in 2nd floor, A-Block, Railnilayam - Telecom Arrangeents
Sl. No. | Description | [5 empty] | Unit | Rate in Rs. | Total in Rs.
|  | Conf-PCEE | PFA | PCSTE | PCOM | Total
A | LABOUR PORTION (SOR Items) :
1 | Provision and laying in position cement concrete of 1 cement:3 sand:6 graded stone aggregate of 20mm normal size excluding cost of cement, centering and shuttering ( including transportation of all the material) . | 30 | 0 | 30 |  | 60 | Cu.Mtr | 2085.21 | 125112.6
2 | Supply of Cement 53 grade (@ the Rate (in Rupees) of 2.2 quintals per Cu.m of concrete including transportation | 66 | 0 | 66 |  | 132 | Quintal | 460 | 60720
| Total (A) : | [7 empty] | 185832.6
B | Schedule for PCEE & PFA conference hall (Quotation)
1 | Supply of 65 Inch display with HDMI-3 nos, 500 nit,USB,LAN DVI, , Make: LG/sumsung/sony | 1 | 0 |  |  | 1 | Nos | 104800 | 104800
2 | Supply of 65 Inch Professional display with HDMI-3 nos, DP-2 nos , 500 nit,USB,LAN DVI, 20W, ,Anti Glare, Auto Input search, Auto sleep, Auto wakeup Make: LG/sumsung/sony | 2 | 0 |  |  | 2 | Nos | 125440 | 250880
3 | Supply of 55 Inch Professional display with HDMI-3 nos, DP-2 nos , USB,LAN DVI, 20 W , 500 nit, Anti glare,Auto Input search, Auto sleep, Auto wakeup.licence Make: LG/sumsung/sony ( As per specification given in Annexure) | 2 | 4 |  |  | 6 | Nos | 87840 | 527040
4 | Supply of Confidence Monitor stand for well display Make: nT | 1 | 0 |  |  | 1 | Nos | 11431.84 | 11431.84
5 | supply and installation of 16 inch touch display with USB C Make: Viewsonic/WACOM/QOMO | 13 | 0 |  |  | 13 | Nos | 32611.66 | 423951.58
6 | Supply of Custom mount for Monitor Make: nT | 13 | 0 |  |  | 13 | Nos | 1180 | 15340
7 | Supply of UHF Wirless systems 2x4 Channel frequency Handled Mic Make: Shure/EV/Sennheiser ( As per specification given in Annexure) | 2 | 1 |  |  | 3 | Nos | 47251.92 | 141755.76
8 | Supply of UHF Wirless systems 2x4 Channel frequency Lapel Mic Make: Shure/EV/Sennheiser ( As per specification given in Annexure) | 1 | 0 |  |  | 1 | Nos | 54077.04 | 54077.04
9 | Supply of Plug-and-play Digital control Unit control for up to 245 Discussion Devices with Built-in digital recorder with internal memory (minimum 5 hours recording/ Playback ( As per specification given in Annexure) | 1 | 0 |  |  | 1 | Nos | 224937.5 | 224937.5
10 | Supply of Digital Delegate Discussion unit with removable long stem microphone Built-in loudspeaker, Headphone connector, with cable ( As per specification given in Annexure) | 14 | 0 |  |  | 14 | Nos | 46093.75 | 645312.5
11 | Supply of Digital Chairman Discussion unit with removable long stem microphone (Built-in loudspeaker, Headphone connector,with cable ( As per specification given in Annexure) | 1 | 0 |  |  | 1 | Nos | 46093.16 | 46093.16
12 | Supply of 5M Extension Cable/Make:Bosch | 2 | 0 |  |  | 2 | Nos | 8260 | 16520
13 | Supply of 10M Extension Cable/Make:Bosch | 2 | 0 |  |  | 2 | Nos | 16520 | 33040
14 | Supply of Digital Mixer : Digital Signal Processor with 4 balanced mic inputs, 2 balanced Mic/Line inputs and 1 stereo unbalanced input. USB audio interface for soft VC integration ,Onboard acoustic echo cancel (AEC) processing.( As per specification given in Annexure) | 1 | 0 |  |  | 1 | Nos | 88500 | 88500
15 | Supply of Compact Full Range 4" Ceiling Speaker with 30 W RMS power @ 8 Ohms, Type A with steel back can. Make:Lapgruppen/Bose/QSE | 3 | 0 |  |  | 3 | pairs | 24827.2 | 74481.6
16 | Supply of 8x8 HDMI matix switcher Make: Crestron/Kramer/Liberty AV ( As per specification given in Annexure) | 1 | 1 |  |  | 2 | Nos | 241900 | 483800
17 | Supply of HDMI extender set 70m Make: Liberty ( As per specification given in Annexure) | 14 | 10 |  |  | 24 | Nos | 33187 | 796488
18 | Supply of 1:10 4K HDR HDMI DA/Kramer/ Creston/Extron | 2 | 0 |  |  | 2 | Nos | 194238.62 | 388477.24
19 | Supply of Under Desk mounting kit/Kramer/nT | 2 | 0 |  |  | 2 | Nos | 5712.498 | 11424.996
20 | Supply of Wall Mount for above camera/nT | 1 | 0 |  |  | 1 | Nos | 3540 | 3540
21 | HDMI Distribution Amplifier 1:4 or 1:8 /Kramer/creston/extron | 2 | 0 |  |  | 2 | Nos | 68948.58 | 137897.16
22 | Supply of Audio Spaker Cable. Make:Kramer ( As per specification given in Annexure) | 300 | 0 |  |  | 300 | Meter | 138.65 | 41595
23 | Supply of Microphone Cable /Make:Kramer | 120 | 0 |  |  | 120 | Meter | 172.87 | 20744.4
24 | Supply of Premium High−Speed HDMI Cable 15feet/Make:Kramer | 3 | 0 |  |  | 3 | Nos | 7237 | 21711
25 | Supply of High−Speed HDMI Cable 25 feet/Make:Kramer | 3 | 0 |  |  | 3 | Nos | 9521 | 28563
26 | Supply of USB 2.0 A to B cable 6 feet/Make:Kramer ( As per specification given in Annexure) | 4 | 0 |  |  | 4 | Nos | 1180 | 4720
27 | Supply of USB over UTP RX&TX Make: Icron | 1 | 0 |  |  | 1 | Nos | 37760 | 37760
28 | Supply of 12x video conference camera ( As per specification given in Annexure) | 1 | 0 |  |  | 1 | Nos | 144550 | 144550
29 | Design ,Installation , programming ,testing and commissioning complete system, ,User training (2-days) and Documentation to prepared in Auto cad and submited soft copy-1 & Hard copy in spiral binding/laminated in 3 sets | 1 | 0 |  |  | 1 | Lot | 236000 | 236000
30 | supply and fixing of fully loded Loaded shutter type I/O/ keystone 4 modular Box with back Box PVC/MS as per site requirement Legrand/ Comscope/R&M | 50 | 0 | 100 | 16 | 166 | Nos. | 1480 | 245680
31 | supply and installation 55" of smart display in officers chamber with sound bar ( As per specification given in Annexure) | 4 | 0 | 6 |  | 10 | Nos | 69390 | 693900
32 | Supply of 22 inch interactive (+/-2 inch) Monitor ( As per specification given in Annexure) | 0 | 1 |  |  | 1 | Nos | 41300 | 41300
33 | Supply of Table mounts for Monitor ( As per specification given in Annexure) | 0 | 1 |  |  | 1 | Nos | 6637.5 | 6637.5
34 | Supply of Well Display Mount on Wheels ( As per specification given in Annexure) | 0 | 1 |  |  | 1 | Nos | 27582.5 | 27582.5
35 | Supply of 15.6 inch integrated monitor lift ( As per specification given in Annexure) | 0 | 2 |  |  | 2 | Nos | 144550 | 289100
36 | Supply of 10 X PTZ camera with IP,HDMI,USB Output ( As per specification given in Annexure) | 0 | 1 |  |  | 1 | Nos | 142662 | 142662
37 | Supply of 4x4 USB 3.2 Gen 1 industrial Hub Switch with RS-232/ RS485 /RS422 control ( As per specification given in Annexure) | 0 | 1 |  |  | 1 | Nos | 28072.2 | 28072.2
38 | Supply of Bose Free space FS4SE,Surface Mount ( As per specification given in Annexure) | 0 | 1 |  |  | 1 | Pairs | 87025 | 87025
39 | Supply of Bose Free space FS2C ceiling speaker ( As per specification given in Annexure) | 0 | 4 |  |  | 4 | Pairs | 27287.5 | 109150
40 | Supply of Bose POWERSPACE P4150+230V EU ( As per specification given in Annexure) | 0 | 2 |  |  | 2 | Nos | 230100 | 460200
41 | Supply of Cardioid Condenser Boundary Microphone with Mute switch, 5-Pin XLR Output and Remote Muting of Shure/ Audiotechnica/Schnniser ES947C/FM5 ( As per specification given in Annexure) | 0 | 14 |  |  | 14 | Nos | 29990 | 419860
42 | Supply and installation of Push button integration module of Extron/Kramer/Crestron make or similar. With 8 I/O to Interface sensors, detectors, contact closures and alarms, should also provide feedback voltage of 5/ 12/ 24 volts to power the LED indicators for feedback, ( As per specification given in Annexure) | 0 | 2 |  |  | 2 | Nos | 19666 | 39332
43 | Supply of Microphone Desk Stand Wireless Transmitter + Rack-mount receiver chassis + Receiver ( As per specification given in Annexure) | 0 | 3 |  |  | 3 | Nos | 86000 | 258000
44 | Supply of Audio Technica Cardioid Condenser Quick Mount Gooseneck Microphone 8" or less stem length ( As per specification given in Annexure) | 0 | 3 |  |  | 3 | Nos | 21387.5 | 64162.5
45 | Supply of Audio Technica Cardioid Condenser Quick Mount Gooseneck Microphone 15" or less stem length ( As per specification given in Annexure) | 0 | 3 |  |  | 3 | Nos | 27287.5 | 81862.5
46 | Supply of Bose Audio processor CONTROLSPACE EX-1280C ( As per specification given in Annexure) | 0 | 2 |  |  | 2 | Nos | 369576 | 739152
47 | Supply of AV Control processor with 10.2 inch wireless touch control interface ( As per specification given in Annexure) | 0 | 1 |  |  | 1 | Nos | 204140 | 204140
48 | Supply of Cables and Connectors,Control cables,Speaker cables, mic/Audio cables ( As per specification given in Annexure) | 0 | 1 |  |  | 1 | Lot | 54280 | 54280
49 | Supply of Legrand POP-UP box with HDMI X 1,USB charger X 1, Dummy X 2 ( As per specification given in Annexure) | 0 | 4 |  |  | 4 | Nos | 16189.6 | 64758.4
50 | Supply and laying of 25 mm PVC pipe | 0 | 100 |  |  | 100 | Mtr | 49.56 | 4956
51 | Supply of wireless presenter/screen beem to share the content from Mobile ( Andriod, IOS) and BYOD Make: screen Beam/creston as per specification given in Annexure | 0 | 1 |  |  | 1 | Nos | 140000 | 140000
52 | installation,Programing, Documentation, labling and Training ( As per specification given in Annexure) | 0 | 1 |  |  | 1 | Lot | 153400 | 153400
53 | Supply and installation of rack mounted 24F FMS fiber part no.fms-1u 24FS 24FP Raychem/ Rosenberger /Bestnet | 2 | 2 |  | 2 | 6 | Nos. | 15443 | 92658
54 | Supply and installation of Professional Signage Display |  |  | 3 |  | 3 | No | 83200 | 249600
55 | supply and installation of Rukus 650 with Required registration Licence and 3yr support |  |  | 5 | 1 | 6 | No | 80709.64 | 484257.84
| Total (B) : | [7 empty] | 10197160.216
C | Schedule for PCEE & PFA conference hall
1 | Supply of 30Watt Surface mount full Range speakers 2 way Make: Tannoy/Bose/QSE. Colour will be specified by site incharge ( As per specification given in Annexure) | 1 | 0 |  |  | 1 | Pair | 50995.43 | 50995.43
2 | Supply of Dual Channel Amplifier with delivering 2 x 120 W @ 4/8 Ohms and 70V/100V. Make:Lapgruppen/Bose/QSE ( As per specification given in Annexure) | 2 | 0 |  |  | 2 | Nos. | 83294.11 | 166588.22
3 | supply of HDMI HDBaseT-Lite Transmitter with EU wall plate type Make:Kramer/Extron/Crestron ( As per specification given in Annexure) | 1 | 0 |  |  | 1 | Nos | 26937.31 | 26937.31
4 | Supply of Control processor for full room AV Automation Make::Kramer/Extron/Crestron ( As per specification given in Annexure) | 1 | 0 |  |  | 1 | Nos | 120802.5 | 120802.5
5 | Supply of Apple IPad 10.2-inch Retina display, A12 Bionic chip,8 GB RAM , 32 GB Wi-Fi or Latest for Audio , video integration purpose | 1 | 0 |  |  | 1 | Nos | 31270 | 31270
6 | Supply of Cable Mount Enclosure with 1-Power,, 1 LAN, 1 HDMI, and 1-USB Make: Logic/nT/Magnum | 4 | 0 |  |  | 4 | Nos | 8179.76 | 32719.04
7 | supply and installation of 4 port USB switcher Make: icron ( As per specification given in Annexure) | 1 | 0 |  |  | 1 | Nos | 24988.23 | 24988.23
8 | Supply of HDMI cable 1.8 Mtr Make: Kramer/Extron/Crestron | 18 | 0 |  |  | 18 | Nos | 2229.02 | 40122.36
9 | Supply of USB 3.0 A (male) to USB B (Male) cable Make: Kramer/Extron/Crestron | 4 | 0 |  |  | 4 | Nos | 390.58 | 1562.32
10 | Supply of CAT-6 STP Cable, 305 Mtrs Make: Dlink/3C/Legrand | 2 | 2 |  |  | 4 | Nos | 9204 | 36816
11 | Supply of Kramer CA-HM-66, Active High Speed HDMI Cable with Ethernet 66' 20.00(M) 4K@60Hz (4:4:4) Make:kramer/creston/extron | 7 | 0 | 15 | 2 | 24 | Nos | 20874.2 | 500980.8
12 | Supply of Connectors Bulk and required accessories as per site requirement | 1 | 0 |  |  | 1 | No | 14160 | 14160
13 | Supply of Quad Face plate with RJ11 I/O's Make : Legrand/Bestnet/Dlink | 10 | 0 |  |  | 10 | Nos | 600 | 6000
14 | Supply of portable Teaching Amplifier 3710 MX make ( As per specification given in Annexure) | 1 | 1 |  |  | 2 | Nos | 8000 | 16000
15 | Supply of 24 Port Smart Managed PoE Switch 24x Gigabit Copper PoE and 4x Gigabit dual pers., Make CISCO CBS350 or better | 5 | 1 | 5 | 1 | 12 | Nos. | 38350 | 460200
16 | Supply of exchange monitoring console for exchange admin user suitable conference system for soft VC integration ( As per specification given in Annexure) | 1 | 0 |  |  | 1 | Nos | 87910 | 87910
17 | Supply of 12 fibre Single mode armoured optical fiber cable - fibre to have nominal dia. of 8.8 µm to 9.8 µm and normal cladding diameter of 125 µm ± 1 or better. As per RDSO Spec No.IRS: TC 55 2006 (Rev.1.0) Amendment.3 or latest Make: Finolex or better | 400 | 300 | 1000 |  | 1700 | Mts | 41.3 | 70210
18 | supply of 4 way Spike busters with 5 mtrs power cable with individual switch And Fused for each socket 5A reputed make: MX./ Anchor/Legrand | 6 | 0 |  |  | 6 | Nos. | 1200 | 7200
19 | Supply of RJ-45 Jacks for CAT-6 cable.Make: D-Link. | 500 | 0 | 488 |  | 988 | Nos. | 10.75 | 10621
20 | supply of Multi Cord Binders SIZE 16 mm Make:MX or better (1.5 mts length) | 4 | 0 |  | 3 | 7 | Nos. | 545 | 3815
21 | supply of Multi Cord Binders SIZE 22 mm Make:MX or better (1.5 mts length) | 4 | 0 |  |  | 4 | Nos. | 728 | 2912
22 | Supply of RG-6 PVC Copper Co-axial cable (Make: Deltone / Finolex/Comscope) in the PVC Casing/ PVC/ Pipes/Channels.-per Metre | 400 | 0 | 800 | 200 | 1400 | RMT | 42 | 58800
23 | Supply of Velero Roll 10 mtr length For Tagging for cables | 3 | 0 |  |  | 3 | nos | 2301 | 6903
24 | supply of 2 mtr 4k HDMI cable Make :ATEN | 6 | 0 |  |  | 6 | Nos | 811 | 4866
25 | supply of 1 mtr 4k HDMI cable Make :ATEN | 7 | 0 |  |  | 7 | Nos | 650 | 4550
26 | Supply of Sony PX470 Digital Voice Rordr PX series, ICD-PX470 | 1 | 0 |  |  | 1 | Nos | 6100 | 6100
27 | Supply of 100 X 40/25 mm aluminium race ways of 2mm thickness as per specified by site in charge | 50 | 30 | 150 | 30 | 260 | RMT | 380 | 98800
| Total Schedule - C | [7 empty] | 1892829.21
1 | Supply of Splicing of Optical Fiber Cable (Pair) with splicing loss should be less than 0.5dbwith neat dressing in FDMS/Joint Enclosure | 108 | 0 | 60 |  | 168 | Pairs | 88.5 | 14868
2 | Supply and fixing of SC-LC/LC-LC patch cards(1mtr length) with 0dB adaptors as per TEC spec G/OJC-01/03 JAN 99 or latest make Make:3C3/legrand/ comscope | 36 | 4 | 18 | 10 | 68 | pair | 250 | 17000
3 | Supply and installation of Aten DP to HDMI converter 1080P | 1 | 0 |  |  | 1 | Nos | 2400 | 2400
4 | Supply & installation of Wireless Access Point 3X3:3x Streams, Beam flex + Dual ports802.3 af POE support including mounting kit Make RUCKUS Model: R 650 | 1 | 0 | 1 |  | 2 | Nos | 39325.77 | 78651.54
5 | perpetual Licence for Ap registration for RUCKUS AP | 1 | 0 | 1 |  | 2 | Nos | 7080 | 14160
6 | supply and installation of 10 mtr MPO casset 24 fiber patch pannel with fiber cableboth End combination of SC-SC/SC-LC/LC-LC as per site requirement | 5 | 0 |  |  | 5 | Nos | 13800 | 69000
7 | supply and installation of 15 mtr MPO casset 24 fiber patch pannel with fiber cableboth End combination of SC-SC/SC-LC/LC-LC as per site requirement | 4 | 0 |  |  | 4 | Nos | 17500 | 70000
8 | Supply & fixing of 15U rack. With locking front glass door and fully vented rear steel door, compatible with standard 19" accessories with cooling fan, power manager with 5 sockets,1 equipment tray, earth connecting kit etc this includes wiring as per the instruction of site incharge. Make: HCL/ Vero president/bestnet. | 1 | 0 | 1 | 1 | 3 | Nos | 18000 | 54000
9 | Supply and installation of rack mounted 12F FMS fiber part no.fms-1u 12FS 12FP Raychem make including 12Nos 0.2db FC /PC adaptors and 12 numbers 900 micron 1.5 meter FCPC pigtails. RDSO Spec No.: RDSO/SPN/TC-037-2000 (Ver.3) or latest. | 4 | 0 | 4 |  | 8 | No. | 9266 | 74128
10 | Laying of 100X25mm aluminium race ways and fixing. Required couplings , clamps etc as per site requirement | 50 | 30 | 150 | 30 | 260 | Mtr. | 85 | 22100
11 | Supply and fixing of MS junction boxes with steel plate cover of 2mm thick for covering the existing floor as per site requirementand and proper packing of junction box. | 10 | 10 | 25 | 3 | 48 | Nos. | 300 | 14400
12 | Supply and laying of Cat of CAT-6 UTP cable drum/ box of 305 mtrs length each make D-link/Molex/Amp | 22 | 0 | 0 | 4 | 26 | Box | 7080 | 184080
13 | Supply and fixing/laying of 40mm dia 2mm thick PVC pipe (Sudhakar/Nandi/SR make or bettr) duly groving concealed in the walls. All the required accessories such as Deep boxes, Jn Boxes, Normal bends, diversion bends etc are to be arranged by the contractor,as specified by supervisor in-charge. | 200 | 0 | 150 | 50 | 400 | RMT | 163 | 65200
14 | Supply and fixing/laying of 25mm dia 2mm thick PVC pipe (Sudhakar/Nandi/SR make or bettr) duly groving concealed in the walls. All the required accessories such as Deep boxes, Jn Boxes, Normal bends, diversion bends etc are to be arranged by the contractor,as specified by supervisor in-charge. | 200 | 0 | 400 | 100 | 700 | RMT | 78 | 54600
15 | Supply & fixing of PVC Flexible pipe of 25/40/50 mm dia sizes of Reputed make | 100 | 0 | 250 |  | 350 | RMT | 60 | 21000
16 | Cutting of floor with machine of 100 mm width X25/40mm depth trench for aluminium race ways with aluminium clamps/PVC Pipe with clamp at every 1 meter. and restoring the surface (All required materials are to be arranged by the contractor | 50 | 30 | 150 |  | 230 | Mtr. | 100 | 23000
17 | Laying different type of PVC/UTP/RG-6/11/Data cables etc through PVC pipes or casing as per instructions of site in-charge. | 6010 | 0 |  |  | 6010 | Mtr. | 5 | 30050
18 | supply and installation of 36 U rack with wheel locking ,cooling fan,full depth Tray, power manager, cable manger make: val rack/ besrnet | 2 | 0 | 2 |  | 4 | Nos | 32300 | 129200
19 | Supply & installation of 2KVA True On Line UPS, with surge protection filter including all accessories Model No. Make Aplab/APC/Libert/Delta or better All required materials such as MCB of suitable rating for installation would have to be arranged by contractor and consisting of a) Microprocessor based double conversion true on line UPS System. b) Key features. c) DSP 4thy generation Technology. d) Front LCD Panel * IGBT Rectifier. e) Low input currunt distortion < 3% f) Output power factor+0.9 g) Wide input-Voltage Range h) Single phase input and Singlle phase output. | 1 | 0 | 3 | 1 | 5 | Nos | 27022 | 135110
20 | Supply and installation of 26AH/12V - 4 Nos SMF batteries for backup for above 2 KVA on line UPS system (Make: Amaron Quanta/Exide/HBL or better) along with battery inter linking cables. | 1 | 0 | 3 | 1 | 5 | Nos | 11776 | 58880
21 | Supply and installation of MS stand, inter connectors for above 2 KVA on line UPS system batteries | 1 | 0 | 3 | 1 | 5 | Nos | 1770 | 8850
22 | Supply and installation of Logitech R500 slide changer wireless reckonr | 1 | 0 |  |  | 1 | Nos | 6529 | 6529
23 | Supply and installation of 86/85 Inch Professional display with HDMI-3 nos, DP-2 nos , 500 nit,USB,LAN DVI, 20W, Make: LG/sumsung/sony ( As per specification given in Annexure) |  | 1 |  |  | 1 | Nos | 391040 | 391040
24 | Supply of 26 AV Rack 800x600 with sheves,fan,PDU and caster wheels ( As per specification given in Annexure) | 0 | 1 |  |  | 1 | Nos | 41647 | 41647
25 | Supply of HDMI cable 1.8 Mtr Make: Kramer/Extron/Crestron ( As per specification given in Annexure) | 0 | 15 |  |  | 15 | Nos | 2229 | 33435
26 | Supply and installation of portable smart Dash board monitoring unit |  |  | 1 |  | 1 | No | 159987 | 159987
27 | DTH recharge for Lumsum as per existing tariff plan |  |  | 7 |  | 7 | No | 7200 | 50400
28 | Supply of UTP CAT 6 Cable (Roll is 305 Mtr) of D.LINKIAMP/KRONE |  |  | 7625 | 0 | 7625 | Meter | 37 | 282125
29 | Supply of 4 Port True 4K HDMI Splitter VS184B Make :ATEN |  |  | 2 |  | 2 | Nos | 26485 | 52970
30 | Supply and installation of High end desk cum Presention system with license of 365 and Adobe |  |  | 1 |  | 1 | No | 168000 | 168000
31 | supply and installation of SIP Video phone VP -59 |  |  | 1 |  | 1 | No | 72000 | 72000
32 | Supply and installation of office printer |  |  | 1 |  | 1 | No | 32000 | 32000
33 | Supply of 2 Port True 4K HDMI Splitter VS82H with USB power Make :ATEN |  |  | 8 |  | 8 | Nos | 12117.125 | 96937
34 | supply and installation of Huddle Discussion Table with Chairs (1+4)and 55" interactive flip Display as per user Reqirement, integration and connecting device ,cables in contractor scope only( Cubby,USB, HDMI, C tybe etc) |  |  | 1 |  | 1 | Job | 380000 | 380000
35 | supply of NUC PC i7 latest genetaion, 32GB RAM. 500 TB SSD,with Key board and Mouse. |  |  | 1 |  | 1 | No | 110000 | 110000
36 | supply and installation of 4k wireless presentation make: Screen Beam Model No.1100plus |  |  | 2 |  | 2 | No | 193849.22 | 387698.44
37 | Supply and installation of document scanner |  |  | 1 |  | 1 | No | 38000 | 38000
38 | supply of passive infrared sensor |  |  | 1 |  | 1 | No | 20100 | 20100
39 | supply of free space flush mount ceiling speakers 4 with ceiling sub woofer |  |  | 1 |  | 1 | Sets | 130000 | 130000
40 | supply of Network controlled player |  |  | 1 |  | 1 | No | 86000 | 86000
41 | supply of True RMS Digital Multimeter fluke-117 |  |  | 2 |  | 2 | nos | 18900 | 37800
42 | supply of Battery Powered 400A AC/DC True RMS Clamp Meter fluke-325 |  |  | 1 |  | 1 | nos | 23000 | 23000
43 | supply and installation of 4 x 4 4K HDMI HDBaseT-Lite Matrix Switch VM3404H |  |  | 1 |  | 1 | No | 96116 | 96116
44 | supply and installation of 4-Port True 4K HDMI Switch with Dual Output VS482B |  |  | 1 |  | 1 | nos | 28300 | 28300
45 | supply and installation of camlive HDMI to USB-C video capture card Aten UC3020 |  |  | 1 |  | 1 | Nos | 20000 | 20000
46 | Supply of Laser projector for VFL for fiber testing |  |  | 3 |  | 3 | Nos | 3500 | 10500
47 | supply of punch down tool for termination of LAN cables |  |  | 6 |  | 6 | Nos | 1800 | 10800
48 | supply of USB to LAN/RJ-45 Giga bit Lan converter. |  |  | 4 |  | 4 | nos | 2396 | 9584
49 | supply of HDMI to VGA converter Aten VC810 |  |  | 4 | 2 | 6 | nos | 2500 | 15000
50 | supply and installation of Preterminated single mode 24 fiber cassette with suitable Rack mountable bracket/holder Make: Legrand/ R&M /comscope |  |  | 6 |  | 6 | Nos | 31707 | 190242
51 | supply single Mode 24 fiber MPO to MPO 15 Mtr trunk cable Make: Legrand/ R&M /comscope |  |  | 4 |  | 4 | Nos | 8914 | 35656
52 | supply single Mode 24 fiber MPO to MPO 10 Mtr trunk cable Make: Legrand/ R&M /comscope |  |  | 4 |  | 4 | Nos | 7680 | 30720
53 | supply of Shieded RJ 45 jack Make: Dlink/3c3/Comscope |  |  | 200 |  | 200 | No | 30 | 6000
54 | Supply and installation of 1 KVA UPS with 30 minutes backup Make: Aplab/ Emmerson/Numeric/APC/Libert.) |  |  |  | 1 | 1 | Nos. | 7000 | 7000
55 | HDMI Distribution Amplifier 1:4 Mak: Kramer/creston/extron | 0 | 0 |  | 1 | 1 | Nos | 38000 | 38000
56 | Supply of Active High speed HDMI cable with Eternet 15 Mtrs 4K@60Hz (4:4:4) Aten |  |  |  | 1 | 1 | Nos | 17200 | 17200
57 | Cutting of floor with cutting Machine for laying the pipes / cables as per the instructions of site supervisor |  |  |  | 30 | 30 | RMT | 250 | 7500
58 | Supply of Finolex 1.5 sqmm 2 core armored speaker cable |  |  |  | 100 | 100 | Mtr | 100 | 10000
59 | Installation, testing and commissioning of speakers and reconnection of the same |  |  |  | 1 | 1 | set | 29500 | 29500
60 | Repairing of SPA PCB Mainboard.CCSD-CU & -CURD |  |  |  | 1 | 1 | nos | 43223 | 43223
61 | Repairing of BU PACO |  |  |  | 1 | 1 | nos | 9853 | 9853
| Total (D) : | [7 empty] | 4355539.98
| Total (A+B+C+D) : | [7 empty] | 16631362.006